## Introduction
ATTACHMENT A
List of physical resources accounted for in the 2027 and 2031 Local Capacity Technical Studies
! Attention !
This list is populated with 2026 NQC data where available.
This is not the offical NQC data for year 2027.
The official 2027 NQC data will be developed later and published on the ISO web site.
The NQC for this resources can be found on the 2026 NQC list
ZZ_ | These units are modeled in the base case however they cannot be matched to the NQC list
These are new units not operational at the time of studies or represent a change to existing units once new resurces become operational
ZZZ_ | Resources represented in the 2027 studies
ZZZZ_ | Resources represented in the 2031 studies in addition to those already used in the 2026 study
Current mathballed resources
Resources expected to retire by a certain date or otherwise not beeing available
ZZZZZ_ | Current retired resources
ZZZZZZ_ | Current retired resources

## Physical Res. 2027 LCR
| PTO Area | MKT/SCHED RESOURCE ID | BUS # | BUS NAME | kV | NQC | UNIT ID | LCR AREA NAME | LCR SUB-AREA NAME | NQC Comments | CAISO Tag
1 | PG&E | ALMEGT_1_UNIT 1 | 38118 | ALMDACT1 | 13.8 | 0 | 1 | Bay Area | Oakland |  | MUNI
2 | PG&E | ALMEGT_1_UNIT 2 | 38119 | ALMDACT2 | 13.8 | 0 | 1 | Bay Area | Oakland |  | MUNI
3 | PG&E | BANKPP_2_NSPIN | 38820 | DELTA A | 13.2 | 0 | 1 | Bay Area | Contra Costa | Pumps | MUNI
4 | PG&E | BANKPP_2_NSPIN | 38820 | DELTA A | 13.2 | 0 | 2 | Bay Area | Contra Costa | Pumps | MUNI
5 | PG&E | BANKPP_2_NSPIN | 38820 | DELTA A | 13.2 | 0 | 3 | Bay Area | Contra Costa | Pumps | MUNI
6 | PG&E | BANKPP_2_NSPIN | 38815 | DELTA B | 13.2 | 0 | 4 | Bay Area | Contra Costa | Pumps | MUNI
7 | PG&E | BANKPP_2_NSPIN | 38815 | DELTA B | 13.2 | 0 | 5 | Bay Area | Contra Costa | Pumps | MUNI
8 | PG&E | BANKPP_2_NSPIN | 38770 | DELTA C | 13.2 | 0 | 6 | Bay Area | Contra Costa | Pumps | MUNI
9 | PG&E | BANKPP_2_NSPIN | 38770 | DELTA C | 13.2 | 0 | 7 | Bay Area | Contra Costa | Pumps | MUNI
10 | PG&E | BANKPP_2_NSPIN | 38765 | DELTA D | 13.2 | 0 | 8 | Bay Area | Contra Costa | Pumps | MUNI
11 | PG&E | BANKPP_2_NSPIN | 38765 | DELTA D | 13.2 | 0 | 9 | Bay Area | Contra Costa | Pumps | MUNI
12 | PG&E | BANKPP_2_NSPIN | 38760 | DELTA E | 13.2 | 0 | 10 | Bay Area | Contra Costa | Pumps | MUNI
13 | PG&E | BANKPP_2_NSPIN | 38760 | DELTA E | 13.2 | 0 | 11 | Bay Area | Contra Costa | Pumps | MUNI
14 | PG&E | BLKDIA_2_BDEBT1 | 365773 | Q1111BES | 0.69 | 0 | 1 | Bay Area | Pittsburg |  | Battery
15 | PG&E | BRDSLD_2_HIWIND | 32172 | HIGHWINDS | 34.5 | 0 | 1 | Bay Area | Contra Costa | Aug NQC | Wind
16 | PG&E | BRDSLD_2_MTZUM2 | 32179 | MONTEZUM | 0.69 | 0 | 1 | Bay Area | Contra Costa | Aug NQC | Wind
17 | PG&E | BRDSLD_2_MTZUMA | 32188 | MONTEZUM | 0.69 | 0 | 1 | Bay Area | Contra Costa | Aug NQC | Wind
18 | PG&E | BRDSLD_2_SHILO1 | 32181 | SHILOH1W | 34.5 | 0 | 1 | Bay Area | Contra Costa | Aug NQC | Wind
19 | PG&E | BRDSLD_2_SHILO2 | 365749 | SHILOH2WIND | 0.575 | 0 | 1 | Bay Area | Contra Costa | Aug NQC | Wind
20 | PG&E | BRDSLD_2_SHLO3A | 32191 | SHILOH3W | 0.58 | 0 | 1 | Bay Area | Contra Costa | Aug NQC | Wind
21 | PG&E | BRDSLD_2_SHLO3B | 32194 | SHILOH4W | 0.58 | 0 | 1 | Bay Area | Contra Costa | Aug NQC | Wind
22 | PG&E | CALPIN_1_AGNEW | 35860 | AGNEWCOG | 13.8 | 0 | 1 | Bay Area | San Jose, South Bay-Moss Landing | Aug NQC | Market
23 | PG&E | CALPIN_1_AGNEW | 35860 | AGNEWCOG | 13.8 | 0 | 2 | Bay Area | San Jose, South Bay-Moss Landing | Aug NQC | Market
24 | PG&E | CAYTNO_2_VASCO |  |  |  | 0 |  | Bay Area | Contra Costa | Not modeled Aug NQC | Market
25 | PG&E | CLRMTK_1_QF |  |  |  | 0 |  | Bay Area | Oakland | Not modeled | QF/Selfgen
26 | PG&E | COCOPP_2_CTG1 | 33188 | MARSHCT1 | 16.4 | 0 | 1 | Bay Area | Contra Costa | Aug NQC | Market
27 | PG&E | COCOPP_2_CTG2 | 33189 | MARSHCT2 | 16.4 | 0 | 2 | Bay Area | Contra Costa | Aug NQC | Market
28 | PG&E | COCOPP_2_CTG3 | 33190 | MARSHCT3 | 16.4 | 0 | 3 | Bay Area | Contra Costa | Aug NQC | Market
29 | PG&E | COCOPP_2_CTG4 | 33191 | MARSHCT4 | 16.4 | 0 | 4 | Bay Area | Contra Costa | Aug NQC | Market
30 | PG&E | COCOSB_6_SOLAR |  |  |  | 0 |  | Bay Area | Contra Costa | Not modeled Energy Only | Solar
31 | PG&E | CROKET_7_UNIT | 32900 | CRCKTCOG | 18 | 0 | 1 | Bay Area | Pittsburg | Aug NQC | QF/Selfgen
32 | PG&E | CSCGNR_1_UNIT 1 | 36858 | Gia100 | 13.8 | 0 | 1 | Bay Area | San Jose, South Bay-Moss Landing |  | MUNI
33 | PG&E | CSCGNR_1_UNIT 2 | 36895 | Gia200 | 13.8 | 0 | 2 | Bay Area | San Jose, South Bay-Moss Landing |  | MUNI
34 | PG&E | CUMBIA_1_SOLAR | 33102 | COLUMBIA | 0.38 | 0 | 1 | Bay Area | Pittsburg | Aug NQC | Solar
35 | PG&E | DELTA_2_PL1X4 | 33108 | DEC CTG1 | 18 | 0 | 1 | Bay Area | Pittsburg | Aug NQC | Market
36 | PG&E | DELTA_2_PL1X4 | 33109 | DEC CTG2 | 18 | 0 | 1 | Bay Area | Pittsburg | Aug NQC | Market
37 | PG&E | DELTA_2_PL1X4 | 33110 | DEC CTG3 | 18 | 0 | 1 | Bay Area | Pittsburg | Aug NQC | Market
38 | PG&E | DELTA_2_PL1X4 | 33107 | DEC STG1 | 24 | 0 | 1 | Bay Area | Pittsburg | Aug NQC | Market
39 | PG&E | DIXNLD_1_LNDFL |  |  |  | 0 |  | Bay Area |  | Not modeled Aug NQC | Market
40 | PG&E | DUANE_1_PL1X3 | 36863 | DVRaGT1 | 13.8 | 0 | 1 | Bay Area | San Jose, South Bay-Moss Landing |  | MUNI
41 | PG&E | DUANE_1_PL1X3 | 36865 | DVRaST3 | 13.8 | 0 | 1 | Bay Area | San Jose, South Bay-Moss Landing |  | MUNI
42 | PG&E | DUANE_1_PL1X3 | 36864 | DVRbGT2 | 13.8 | 0 | 1 | Bay Area | San Jose, South Bay-Moss Landing |  | MUNI
43 | PG&E | ELKHRN_1_EESX3 | 366107 | ELKHORNESBS1 | 0.505 | 0 | M1 | Bay Area | South Bay-Moss Landing |  | Battery
44 | PG&E | ELKHRN_1_EESX3 | 366108 | ELKHORNESBS2 | 0.505 | 0 | M2 | Bay Area | South Bay-Moss Landing |  | Battery
45 | PG&E | ELKHRN_1_EESX3 | 366109 | ELKHORNESBS3 | 0.505 | 0 | M3 | Bay Area | South Bay-Moss Landing |  | Battery
46 | PG&E | GATWAY_2_PL1X3 | 33118 | GATEWAY1 | 18 | 0 | 1 | Bay Area | Contra Costa | Aug NQC | Market
47 | PG&E | GATWAY_2_PL1X3 | 33119 | GATEWAY2 | 18 | 0 | 1 | Bay Area | Contra Costa | Aug NQC | Market
48 | PG&E | GATWAY_2_PL1X3 | 33120 | GATEWAY3 | 18 | 0 | 1 | Bay Area | Contra Costa | Aug NQC | Market
49 | PG&E | GILROY_1_UNIT | 35850 | GILROYEN | 13.8 | 0 | 1 | Bay Area | Llagas, San Jose, South Bay-Moss Landing | Aug NQC | Market
50 | PG&E | GILROY_1_UNIT | 35871 | GILROYEN | 13.8 | 0 | 2 | Bay Area | Llagas, San Jose, South Bay-Moss Landing | Aug NQC | Market
51 | PG&E | GILRPP_1_PL1X2 | 35851 | GROYPKR1 | 13.8 | 0 | 1 | Bay Area | Llagas, San Jose, South Bay-Moss Landing | Aug NQC | Market
52 | PG&E | GILRPP_1_PL1X2 | 35852 | GROYPKR2 | 13.8 | 0 | 1 | Bay Area | Llagas, San Jose, South Bay-Moss Landing | Aug NQC | Market
53 | PG&E | GILRPP_1_PL3X4 | 35853 | GROYPKR3 | 13.8 | 0 | 1 | Bay Area | Llagas, San Jose, South Bay-Moss Landing | Aug NQC | Market
54 | PG&E | GRZZLY_1_BERKLY | 32741 | HILLSIDE_12 | 12.47 | 0 | 1 | Bay Area |  | Aug NQC | Net Seller
55 | PG&E | KELSO_2_UNITS | 33813 | MARIPCT1 | 13.8 | 0 | 1 | Bay Area | Contra Costa | Aug NQC | Market
56 | PG&E | KELSO_2_UNITS | 33815 | MARIPCT2 | 13.8 | 0 | 2 | Bay Area | Contra Costa | Aug NQC | Market
57 | PG&E | KELSO_2_UNITS | 33817 | MARIPCT3 | 13.8 | 0 | 3 | Bay Area | Contra Costa | Aug NQC | Market
58 | PG&E | KELSO_2_UNITS | 33819 | MARIPCT4 | 13.8 | 0 | 4 | Bay Area | Contra Costa | Aug NQC | Market
59 | PG&E | KIRKER_7_KELCYN |  |  |  | 0 |  | Bay Area | Pittsburg | Not modeled | Market
60 | PG&E | LAWRNC_7_SUNYVL |  |  |  | 0 |  | Bay Area |  | Not modeled Aug NQC | Market
61 | PG&E | LECEF_1_UNITS | 35854 | LECEFGT1 | 13.8 | 0 | 1 | Bay Area | San Jose, South Bay-Moss Landing | Aug NQC | Market
62 | PG&E | LECEF_1_UNITS | 35855 | LECEFGT2 | 13.8 | 0 | 1 | Bay Area | San Jose, South Bay-Moss Landing | Aug NQC | Market
63 | PG&E | LECEF_1_UNITS | 35856 | LECEFGT3 | 13.8 | 0 | 1 | Bay Area | San Jose, South Bay-Moss Landing | Aug NQC | Market
64 | PG&E | LECEF_1_UNITS | 35857 | LECEFGT4 | 13.8 | 0 | 1 | Bay Area | San Jose, South Bay-Moss Landing | Aug NQC | Market
65 | PG&E | LECEF_1_UNITS | 35858 | LECEFST1 | 13.8 | 0 | 1 | Bay Area | San Jose, South Bay-Moss Landing |  | Market
66 | PG&E | LMBEPK_2_UNITA1 | 32173 | LAMBIE | 13.8 | 0 | 1 | Bay Area | Contra Costa | Aug NQC | Market
67 | PG&E | LMBEPK_2_UNITA2 | 32174 | GOOSEHAV | 13.8 | 0 | 3 | Bay Area | Contra Costa | Aug NQC | Market
68 | PG&E | LMBEPK_2_UNITA3 | 32175 | CREED | 13.8 | 0 | 2 | Bay Area | Contra Costa | Aug NQC | Market
69 | PG&E | LMEC_1_PL1X3 | 33112 | LMECCT1 | 18 | 0 | 1 | Bay Area | Pittsburg | Aug NQC | Market
70 | PG&E | LMEC_1_PL1X3 | 33111 | LMECCT2 | 18 | 0 | 1 | Bay Area | Pittsburg | Aug NQC | Market
71 | PG&E | LMEC_1_PL1X3 | 33113 | LMECST1 | 18 | 0 | 1 | Bay Area | Pittsburg | Aug NQC | Market
72 | PG&E | MARTIN_1_SUNSET |  |  |  | 0 |  | Bay Area |  | Not modeled Aug NQC | QF/Selfgen
73 | PG&E | METEC_2_PL1X3 | 35881 | MEC CTG1 | 18 | 0 | 1 | Bay Area | South Bay-Moss Landing | Aug NQC | Market
74 | PG&E | METEC_2_PL1X3 | 35882 | MEC CTG2 | 18 | 0 | 1 | Bay Area | South Bay-Moss Landing | Aug NQC | Market
75 | PG&E | METEC_2_PL1X3 | 35883 | MEC STG1 | 18 | 0 | 1 | Bay Area | South Bay-Moss Landing | Aug NQC | Market
76 | PG&E | MISSIX_1_QF | 33250 | MISSON_D4 | 12.47 | 0 | 1 | Bay Area | Ames | Aug NQC | QF/Selfgen
77 | PG&E | MLPTAS_7_QFUNTS |  |  |  | 0 |  | Bay Area | San Jose, South Bay-Moss Landing | Not modeled Aug NQC | QF/Selfgen
78 | PG&E | MOSSLD_2_PSP1 | 36221 | MLB1CTG1 | 18 | 0 | 1 | Bay Area | South Bay-Moss Landing |  | Market
79 | PG&E | MOSSLD_2_PSP1 | 36222 | MLB1CTG2 | 18 | 0 | 1 | Bay Area | South Bay-Moss Landing |  | Market
80 | PG&E | MOSSLD_2_PSP1 | 36223 | MLB1STG1 | 18 | 0 | 1 | Bay Area | South Bay-Moss Landing |  | Market
81 | PG&E | MOSSLD_2_PSP2 | 36224 | MLB2CTG3 | 18 | 0 | 1 | Bay Area | South Bay-Moss Landing |  | Market
82 | PG&E | MOSSLD_2_PSP2 | 36225 | MLB2CTG4 | 18 | 0 | 1 | Bay Area | South Bay-Moss Landing |  | Market
83 | PG&E | MOSSLD_2_PSP2 | 36226 | MLB2STG2 | 18 | 0 | 1 | Bay Area | South Bay-Moss Landing |  | Market
84 | PG&E | NEWARK_1_QF |  |  |  | 0 |  | Bay Area |  | Not modeled Aug NQC | QF/Selfgen
85 | PG&E | OAK C_1_EBMUD |  |  |  | 0 |  | Bay Area | Oakland | Not modeled Aug NQC | MUNI
86 | PG&E | OAK C_7_UNIT 1 | 32901 | OAKLND 1 | 13.8 | 0 | 1 | Bay Area | Oakland |  | Market
87 | PG&E | OAK C_7_UNIT 3 | 32903 | OAKLND 3 | 13.8 | 0 | 3 | Bay Area | Oakland |  | Market
88 | PG&E | OAK L_1_GTG1 |  |  |  | 0 |  | Bay Area | Oakland | Not modeled Energy Only | Market
89 | PG&E | OXMTN_6_LNDFIL | 33469 | OX_MTN | 4.16 | 0 | 1 | Bay Area | Ames |  | Market
90 | PG&E | OXMTN_6_LNDFIL | 33469 | OX_MTN | 4.16 | 0 | 2 | Bay Area | Ames |  | Market
91 | PG&E | OXMTN_6_LNDFIL | 33469 | OX_MTN | 4.16 | 0 | 3 | Bay Area | Ames |  | Market
92 | PG&E | OXMTN_6_LNDFIL | 33469 | OX_MTN | 4.16 | 0 | 4 | Bay Area | Ames |  | Market
93 | PG&E | OXMTN_6_LNDFIL | 33469 | OX_MTN | 4.16 | 0 | 5 | Bay Area | Ames |  | Market
94 | PG&E | OXMTN_6_LNDFIL | 33469 | OX_MTN | 4.16 | 0 | 6 | Bay Area | Ames |  | Market
95 | PG&E | OXMTN_6_LNDFIL | 33469 | OX_MTN | 4.16 | 0 | 7 | Bay Area | Ames |  | Market
96 | PG&E | RICHMN_1_CHVSR2 |  |  |  | 0 |  | Bay Area |  | Not modeled Aug NQC | Solar
97 | PG&E | RICHMN_1_SOLAR |  |  |  | 0 |  | Bay Area |  | Not modeled Aug NQC | Solar
98 | PG&E | RICHMN_7_BAYENV |  |  |  | 0 |  | Bay Area |  | Not modeled Aug NQC | Market
99 | PG&E | RUSCTY_2_UNITS | 35304 | RUSELCT1 | 15 | 0 | 1 | Bay Area | Ames | No NQC - Pmax | Market
100 | PG&E | RUSCTY_2_UNITS | 35305 | RUSELCT2 | 15 | 0 | 2 | Bay Area | Ames | No NQC - Pmax | Market
101 | PG&E | RUSCTY_2_UNITS | 35306 | RUSELST1 | 15 | 0 | 3 | Bay Area | Ames | No NQC - Pmax | Market
102 | PG&E | RUSSELL_2_SOLANO1 | 365566 | SOLANO1W | 0.69 | 0 | 1 | Bay Area | Contra Costa | Aug NQC | Wind
103 | PG&E | RUSSELL_2_SOLANO1 | 365574 | SOLANO2W | 1 | 0 | 2 | Bay Area | Contra Costa | Aug NQC | Wind
104 | PG&E | RUSSELL_2_SOLANO1 | 365600 | SOLANO3W | 1 | 0 | 3 | Bay Area | Contra Costa | Aug NQC | Wind
105 | PG&E | RVRVEW_1_UNITA1 | 33178 | RVEC_GEN | 13.8 | 0 | 1 | Bay Area | Contra Costa |  | Market
106 | PG&E | SHELRF_1_UNITS | 33141 | SHELL 1 | 12.47 | 0 | 1 | Bay Area | Pittsburg | Aug NQC | Net Seller
107 | PG&E | SHELRF_1_UNITS | 33142 | SHELL 2 | 12.47 | 0 | 1 | Bay Area | Pittsburg | Aug NQC | Net Seller
108 | PG&E | SHELRF_1_UNITS | 33143 | SHELL 3 | 12.47 | 0 | 1 | Bay Area | Pittsburg | Aug NQC | Net Seller
109 | PG&E | SRINTL_6_UNIT | 33468 | SRI INTL | 9.11 | 0 | 1 | Bay Area |  | Aug NQC | QF/Selfgen
110 | PG&E | STOILS_1_UNITS | 32921 | CHEVGEN1 | 13.8 | 0 | 1 | Bay Area | Pittsburg | Aug NQC | Market
111 | PG&E | STOILS_1_UNITS | 32922 | CHEVGEN2 | 13.8 | 0 | 1 | Bay Area | Pittsburg | Aug NQC | Market
112 | PG&E | STOILS_1_UNITS | 32923 | CHEVGEN3 | 13.8 | 0 | 3 | Bay Area | Pittsburg | Aug NQC | Market
113 | PG&E | TIDWTR_2_UNITS | 33151 | FOSTER W | 12.47 | 0 | 1 | Bay Area | Pittsburg | Aug NQC | Net Seller
114 | PG&E | TIDWTR_2_UNITS | 33151 | FOSTER W | 12.47 | 0 | 2 | Bay Area | Pittsburg | Aug NQC | Net Seller
115 | PG&E | TIDWTR_2_UNITS | 33151 | FOSTER W | 12.47 | 0 | 3 | Bay Area | Pittsburg | Aug NQC | Net Seller
116 | PG&E | UNOCAL_1_UNITS | 32910 | UNOCAL | 12 | 0 | 1 | Bay Area | Pittsburg | Aug NQC | QF/Selfgen
117 | PG&E | UNOCAL_1_UNITS | 32910 | UNOCAL | 12 | 0 | 2 | Bay Area | Pittsburg | Aug NQC | QF/Selfgen
118 | PG&E | UNOCAL_1_UNITS | 32910 | UNOCAL | 12 | 0 | 3 | Bay Area | Pittsburg | Aug NQC | QF/Selfgen
119 | PG&E | USWNDR_2_LABWD1 | 365729 | LABRISAWIND | 0.575 | 0 | 1 | Bay Area | Contra Costa | Aug NQC | Wind
120 | PG&E | USWPFK_6_FRICK | 365608 | FRICKWIND | 0.69 | 0 | 1 | Bay Area | Contra Costa | Aug NQC | Wind
121 | PG&E | USWPJR_2_UNITS | 39233 | WASCOWIND | 0.69 | 0 | 1 | Bay Area | Contra Costa | Aug NQC | Wind
122 | PG&E | VISTRA_5_DALBT1 | 366711 | DALLASBESS1 | 34.5 | 0 | M1 | Bay Area | South Bay-Moss Landing | Retired | Battery
123 | PG&E | VISTRA_5_DALBT2 | 366712 | DALLASBESS2 | 34.5 | 0 | M2 | Bay Area | South Bay-Moss Landing | Retired | Battery
124 | PG&E | VISTRA_5_DALBT3 | 366713 | DALLASBESS3 | 34.5 | 0 | M3 | Bay Area | South Bay-Moss Landing | Retired | Battery
125 | PG&E | VISTRA_5_DALBT4 | 366715 | DALLASBESS4 | 34.5 | 0 | M4 | Bay Area | South Bay-Moss Landing |  | Battery
126 | PG&E | VISTRA_5_PLABT1 | 366244 | PLANOBESS4 | 34.5 | 0 | M4 | Bay Area | South Bay-Moss Landing |  | Battery
127 | PG&E | VISTRA_5_PLABT2 | 366243 | PLANOBESS3 | 34.5 | 0 | M3 | Bay Area | South Bay-Moss Landing |  | Battery
128 | PG&E | VISTRA_5_PLABT3 | 366242 | PLANOBESS2 | 34.5 | 0 | M2 | Bay Area | South Bay-Moss Landing |  | Battery
129 | PG&E | VISTRA_5_PLABT4 | 366241 | PLANOBESS1 | 34.5 | 0 | M1 | Bay Area | South Bay-Moss Landing |  | Battery
130 | PG&E | WNDMAS_2_UNIT 1 | 33173 | BVISTAWND | 0.6 | 0 | 1 | Bay Area | Contra Costa | Aug NQC | Wind
131 | PG&E | ZOND_6_UNIT |  |  |  | 0 |  | Bay Area | Contra Costa | Not modeled Aug NQC | Wind
132 | PG&E | ZZ_FLOWD1_6_ALTPP1 | 35318 | FLOWPTR | 9.11 | 0 | 1 | Bay Area | Contra Costa | No NQC - est. data | Wind
133 | PG&E | ZZ_IMHOFF_1_UNIT 1 | 33136 | CCCSD | 12.47 | 0 | 1 | Bay Area | Pittsburg | No NQC - hist. data | QF/Selfgen
134 | PG&E | ZZ_MOSSLD_1_QF |  |  |  | 0 |  | Bay Area |  | Not modeled Aug NQC | QF/Selfgen
135 | PG&E | ZZ_NA | 35861 | SJ-SCL W | 4.3 | 0 | 1 | Bay Area | San Jose, South Bay-Moss Landing | No NQC - hist. data | QF/Selfgen
136 | PG&E | ZZ_NA | 36209 | SLD ENRG | 12.47 | 0 | 1 | Bay Area | South Bay-Moss Landing |  | QF/Selfgen
137 | PG&E | ZZ_ZANKER_1_UNIT 1 | 35861 | SJ-SCL W | 4.3 | 0 | RN | Bay Area | San Jose, South Bay-Moss Landing | No NQC - hist. data | QF/Selfgen
138 | PG&E | ZZZ_New Unit | 38921 | BESS_SVP | 60 | 0 | 1 | Bay Area | San Jose, South Bay-Moss Landing | Waiting TPD allocation | Battery
139 | PG&E | ZZZ_New Unit | 365540 | CHEVRONS | 12.47 | 0 | 1 | Bay Area |  | Energy Only | Market
140 | PG&E | ZZZ_New Unit | 365685 | P66RODEO_1 | 12 | 0 | 1 | Bay Area | Pittsburg | Energy Only | Market
141 | PG&E | ZZZ_New Unit | 366328 | Q1349SPV | 0.55 | 0 | 1 | Bay Area | Contra Costa | Energy Only | Solar
142 | PG&E | ZZZ_New Unit | 366400 | Q1457BESS | 0.48 | 3 | 1 | Bay Area | San Jose, South Bay-Moss Landing |  | Battery
143 | PG&E | ZZZ_New Unit | 365348 | HOLLISTER_D1 | 21 | 10 | 1 | Bay Area | South Bay-Moss Landing | No NQC - est. data | Battery
144 | PG&E | ZZZ_New Unit | 365342 | MRGNHILL_D1 | 21 | 20 | 1 | Bay Area | Llagas, San Jose, South Bay-Moss Landing | No NQC - est. data | Battery
145 | PG&E | ZZZ_New Unit | 366394 | Q1454B | 0.69 | 75 | 1 | Bay Area | San Jose, South Bay-Moss Landing | No NQC - est. data | Battery
146 | PG&E | ZZZ_New Unit | 366252 | Q1552BESS | 0.48 | 250 | 1 | Bay Area |  |  | Battery
147 | PG&E | ZZZ_New Unit | 32172 | HIGHWINDS | 34.5 | 0 | 2 | Bay Area | Contra Costa | Energy Only | Wind
148 | PG&E | ZZZ_New Unit | 32741 | HILLSIDE_12 | 12.47 | 0 | 2 | Bay Area |  | Energy Only | Market
149 | PG&E | ZZZ_New Unit | 366609 | OAKLANDES2 | 13.8 | 55 | 2 | Bay Area | Oakland |  | Battery
150 | PG&E | ZZZ_New Unit | 366330 | Q1349BESS | 0.55 | 100 | 2 | Bay Area | Contra Costa | No NQC - est. data | Battery
151 | PG&E | ZZZ_New Unit | 366380 | SOLANO4WIND | 0.72 | 19.74 | 4 | Bay Area | Contra Costa | No NQC - est. data | Wind
152 | PG&E | ZZZ_New Unit | 92154 | 2154-WD | 230 | 0 | EW | Bay Area | Contra Costa | Energy Only | Solar
153 | PG&E | ZZZ_New Unit | 92296 | 2296-WD | 230 | 0 | EW | Bay Area | Contra Costa | Energy Only | Solar
154 | PG&E | ZZZ_New Unit | 92333 | 2333-WD | 230 | 0 | EW | Bay Area | Contra Costa | Energy Only | Solar
155 | PG&E | ZZZ_New Unit | 92597 | 2597-WD | 115 | 0 | EW | Bay Area |  | No NQC - est. data | Solar
156 | PG&E | ZZZ_New Unit | 92598 | 2598-WD | 230 | 0 | EW | Bay Area | Contra Costa | Energy Only | Solar
157 | PG&E | ZZZ_New Unit | 92495 | 2495-WD | 115 | 10 | FW | Bay Area | South Bay-Moss Landing | No NQC - est. data | Battery
158 | PG&E | ZZZ_New Unit | 365688 | 2509-RD-SPV | 0.63 | 0 | RE | Bay Area | Pittsburg | Energy Only | Solar
159 | PG&E | ZZZ_New Unit | 36232 | CAMPEVERS_D1 | 21.6 | 0 | RE | Bay Area | South Bay-Moss Landing | Energy Only | Solar
160 | PG&E | ZZZ_New Unit | 35863 | CATALYST | 12.47 | 0 | RE | Bay Area | San Jose, South Bay-Moss Landing | Energy Only | Solar
161 | PG&E | ZZZ_New Unit | 33450 | FACEBOOKBH | 12 | 0 | RE | Bay Area | Ames | Energy Only | Solar
162 | PG&E | ZZZ_New Unit | 365338 | GRANITEROCK | 4.16 | 0 | RE | Bay Area | South Bay-Moss Landing | Energy Only | Solar
163 | PG&E | ZZZ_New Unit | 327930 | SCHNITZ_D1 | 12.47 | 0 | RE | Bay Area | Oakland | Energy Only | Solar
164 | PG&E | ZZZ_New Unit | 33103 | TASSAJARA_D1 | 21.6 | 0 | RE | Bay Area | Pittsburg | Energy Only | Solar
165 | PG&E | ZZZ_New Unit | 35307 | A100US-L | 12.56 | 0 | RN | Bay Area |  | Energy Only | Market
166 | PG&E | ZZZ_New Unit | 35859 | HGST-LV | 12.41 | 0 | RN | Bay Area | San Jose, South Bay-Moss Landing | Energy Only | Market
167 | PG&E | ZZZ_New Unit | 32741 | HILLSIDE_12 | 12.47 | 0 | RN | Bay Area |  | Energy Only | Market
168 | PG&E | ZZZ_New Unit | 35302 | NUMMI-LV | 12.56 | 0 | RN | Bay Area |  | Energy Only | Market
169 | PG&E | ZZZ_New Unit | 365559 | STANFORD | 12.47 | 0 | RN | Bay Area | South Bay-Moss Landing | Energy Only | Market
170 | PG&E | ADERA_1_SOLAR1 | 34319 | ADERASLR | 0.48 | 0 | 1 | Fresno | Panoche 115 kV, Wilson 115 kV | Energy Only | Solar
171 | PG&E | ADMEST_6_SOLAR | 34315 | ADAMS_E | 12.47 | 0 | 1 | Fresno |  |  | Solar
172 | PG&E | AGRICO_6_PL3N5 | 34608 | AGRICO | 13.8 | 0 | 3 | Fresno |  |  | Market
173 | PG&E | AGRICO_7_UNIT | 34608 | AGRICO | 13.8 | 0 | 2 | Fresno |  |  | Market
174 | PG&E | AGRICO_7_UNIT | 34608 | AGRICO | 13.8 | 0 | 4 | Fresno |  |  | Market
175 | PG&E | AKINGS_6_AMESR1 | 34688 | AMRCNKNG | 0.36 | 0 | 1 | Fresno |  | Aug NQC | Solar
176 | PG&E | AVENAL_6_AVPARK | 34265 | AVENAL P | 12 | 0 | 1 | Fresno | Coalinga | Aug NQC | Solar
177 | PG&E | AVENAL_6_AVSLR1 | 346912 | AVENAPSPV1 | 0.385 | 0 | 1 | Fresno | Coalinga | Energy Only | Solar
178 | PG&E | AVENAL_6_AVSLR2 | 346914 | AVENAPSPV2 | 0.385 | 0 | 2 | Fresno | Coalinga | Energy Only | Solar
179 | PG&E | AVENAL_6_SANDDG | 34263 | SANDDRAG | 12 | 0 | 1 | Fresno | Coalinga | Aug NQC | Solar
180 | PG&E | AVENAL_6_SUNCTY | 34257 | SUNCTY D | 12 | 0 | 1 | Fresno | Coalinga | Aug NQC | Solar
181 | PG&E | BALCHS_7_UNIT 1 | 34624 | BALCH 1 | 13.2 | 0 | 1 | Fresno | Herndon | Aug NQC | Market
182 | PG&E | BALCHS_7_UNIT 2 | 34612 | BLCH 2-3 | 13.8 | 0 | 1 | Fresno | Herndon | Aug NQC | Market
183 | PG&E | BALCHS_7_UNIT 3 | 34614 | BLCH 2-3 | 13.8 | 0 | 1 | Fresno | Herndon | Aug NQC | Market
184 | PG&E | CABALO_2_M2BSR1 | 365524 | MUSTANG4 | 0.36 | 0 | 2 | Fresno |  | Aug NQC | Solar
185 | PG&E | CABALO_2_M2WSR2 | 365523 | MUSTANG3 | 0.36 | 0 | 1 | Fresno |  | Aug NQC | Solar
186 | PG&E | CANTUA_1_SOLAR | 34349 | CANTUA_D | 12.47 | 0 | 1 | Fresno | Panoche 115 kV | Aug NQC | Solar
187 | PG&E | CANTUA_1_SOLAR | 34349 | CANTUA_D | 12.47 | 0 | 2 | Fresno | Panoche 115 kV | Aug NQC | Solar
188 | PG&E | CHEVCO_6_UNIT 1 | 34652 | CHV.COAL | 9.11 | 0 | 1 | Fresno | Coalinga, Panoche 115 kV | Aug NQC | QF/Selfgen
189 | PG&E | CHEVCO_6_UNIT 2 | 34652 | CHV.COAL | 9.11 | 0 | 2 | Fresno | Coalinga, Panoche 115 kV | Aug NQC | QF/Selfgen
190 | PG&E | CHWCHL_1_AVSSR1 |  |  |  | 0 |  | Fresno | Panoche 115 kV, Wilson 115 kV | Not Modeled Energy Only | Solar
191 | PG&E | CHWCHL_1_AVSSR2 |  |  |  | 0 |  | Fresno | Panoche 115 kV, Wilson 115 kV | Not Modeled Energy Only | Solar
192 | PG&E | CHWCHL_1_UNIT | 34301 | CHOWCOGN | 13.8 | 0 | 1 | Fresno | Panoche 115 kV, Wilson 115 kV |  | Market
193 | PG&E | CORCAN_1_SOLAR1 | 34692 | CORCORAN_D4 | 12.47 | 0 | 1 | Fresno | Herndon, Hanford | Aug NQC | Solar
194 | PG&E | CORCAN_1_SOLAR2 | 346906 | CORCORAN2SPV | 0.36 | 0 | 1 | Fresno | Herndon, Hanford | Aug NQC | Solar
195 | PG&E | CRESSY_1_PARKER |  |  |  | 0 |  | Fresno |  | Not modeled Aug NQC | MUNI
196 | PG&E | CRNEVL_6_CRNVA | 34634 | CRANEVLY | 12 | 0 | 1 | Fresno | Borden | Aug NQC | Market
197 | PG&E | CRNEVL_6_SJQN 2 | 34631 | SJ2GEN | 9.11 | 0 | 1 | Fresno | Borden | Aug NQC | Market
198 | PG&E | CURTIS_1_CANLCK |  |  |  | 0 |  | Fresno |  | Not modeled Aug NQC | Market
199 | PG&E | CURTIS_1_FARFLD |  |  |  | 0 |  | Fresno |  | Not modeled Aug NQC | Market
200 | PG&E | DAIRLD_1_MD1SL1 |  |  |  | 0 |  | Fresno | Herndon, Panoche 115 kV, Wilson 115 kV | Not modeled Energy Only | Solar
201 | PG&E | DAIRLD_1_MD2BM1 |  |  |  | 0 |  | Fresno | Herndon, Panoche 115 kV, Wilson 115 kV | Not modeled Energy Only | Market
202 | PG&E | EEKTMN_6_SOLAR1 | 34629 | KETTLEMN | 0.8 | 0 | 1 | Fresno |  | Energy Only | Solar
203 | PG&E | ELCAP_1_SOLAR |  |  |  | 0 |  | Fresno |  | Not Modeled Aug NQC | Solar
204 | PG&E | ELNIDO_1_ECRSR1 | 92799 | 2799-WD | 115 | 0 | EW | Fresno | Panoche 115 kV | Energy Only | Solar
205 | PG&E | EXCHEC_7_UNIT 1 | 34306 | EXCHQUER | 13.8 | 0 | 1 | Fresno | Panoche 115 kV, Wilson 115 kV | Aug NQC | MUNI
206 | PG&E | EXCLSG_1_SOLAR | 34623 | EXCLSRSL | 0.5 | 0 | 1 | Fresno | Panoche 115 kV | Aug NQC | Solar
207 | PG&E | FRESHW_1_SOLAR1 | 34699 | FRSHWTRSLR | 0.385 | 0 | 1 | Fresno | Herndon, Hanford | Energy Only | Solar
208 | PG&E | FRIANT_6_UNITS | 34636 | FRIANTDAM | 6.6 | 0 | 2 | Fresno | Borden | Aug NQC | Net Seller
209 | PG&E | FRIANT_6_UNITS | 34636 | FRIANTDAM | 6.6 | 0 | 3 | Fresno | Borden | Aug NQC | Net Seller
210 | PG&E | FRIANT_6_UNITS | 34636 | FRIANTDAM | 6.6 | 0 | 4 | Fresno | Borden | Aug NQC | Net Seller
211 | PG&E | GIFENS_6_BUGSL1 | 34644 | BRFRDGFNSPV | 0.55 | 0 | 1 | Fresno |  | Aug NQC | Solar
212 | PG&E | GIFFEN_6_SOLAR | 34467 | GIFFEN_DIST | 12.47 | 0 | 1 | Fresno |  | Aug NQC | Solar
213 | PG&E | GIFFEN_6_SOLAR1 |  |  |  | 0 |  | Fresno |  | Not modeled Energy Only | Solar
214 | PG&E | GUERNS_6_HD3BM3 |  |  |  | 0 |  | Fresno |  | Not modeled Energy Only | Market
215 | PG&E | GUERNS_6_SOLAR | 34463 | GUERNSEY_D2 | 12.47 | 0 | 5 | Fresno |  | Aug NQC | Solar
216 | PG&E | GUERNS_6_SOLAR | 34461 | GUERNSEY_D1 | 12.47 | 0 | 8 | Fresno |  | Aug NQC | Solar
217 | PG&E | GUERNS_6_VH2BM1 |  |  |  | 0 |  | Fresno |  | Not modeled Energy Only | Market
218 | PG&E | GWFPWR_1_HPPBT1 | 365188 | HANFORDHBES | 0.69 | 0 | 1 | Fresno | Herndon, Hanford |  | Battery
219 | PG&E | GWFPWR_1_LDCTG1 | 34431 | HANFORDPPCT1 | 13.8 | 0 | 1 | Fresno | Herndon, Hanford |  | Market
220 | PG&E | GWFPWR_1_LDCTG2 | 34433 | HANFORDPPCT2 | 13.8 | 0 | 1 | Fresno | Herndon, Hanford |  | Market
221 | PG&E | GWFPWR_1_LEDBT1 | 365767 | Q1713BESS | 0.69 | 0 | 1 | Fresno | Herndon, Hanford |  | Battery
222 | PG&E | HAASPH_7_PL1X2 | 34610 | HAAS | 13.8 | 0 | 1 | Fresno | Herndon | Aug NQC | Market
223 | PG&E | HAASPH_7_PL1X2 | 34610 | HAAS | 13.8 | 0 | 2 | Fresno | Herndon | Aug NQC | Market
224 | PG&E | HARDWK_6_STWBM1 |  |  |  | 0 |  | Fresno |  | Not modeled Energy Only | Market
225 | PG&E | HELMPG_7_UNIT 1 | 34600 | HELMS | 18 | 0 | 1 | Fresno |  | Aug NQC | Market
226 | PG&E | HELMPG_7_UNIT 2 | 34602 | HELMS | 18 | 0 | 2 | Fresno |  | Aug NQC | Market
227 | PG&E | HELMPG_7_UNIT 3 | 34604 | HELMS | 18 | 0 | 3 | Fresno |  | Aug NQC | Market
228 | PG&E | HENRTA_6_ACDSR3 | 92796 | 2796-WD | 230 | 0 | EW | Fresno |  | Energy Only | Solar
229 | PG&E | HENRTA_6_ELCTG1 | 34539 | GWF_GT1 | 13.8 | 0 | 1 | Fresno |  |  | Market
230 | PG&E | HENRTA_6_ELCTG2 | 34541 | GWF_GT2 | 13.8 | 0 | 1 | Fresno |  |  | Market
231 | PG&E | HENRTA_6_HDEBT1 | 365115 | HENRTADESBS | 0.55 | 0 | 1 | Fresno |  |  | Battery
232 | PG&E | HENRTA_6_SOLAR1 |  |  |  | 0 |  | Fresno |  | Not modeled Aug NQC | Solar
233 | PG&E | HENRTA_6_SOLAR2 |  |  |  | 0 |  | Fresno |  | Not modeled Energy Only | Solar
234 | PG&E | HENRTS_1_SOLAR | 34617 | HNRTASOLARPV | 0.385 | 0 | 1 | Fresno | Herndon, Hanford | Aug NQC | Solar
235 | PG&E | HURON_6_SOLAR | 34557 | HURON_DI | 12.47 | 0 | 1 | Fresno | Coalinga, Panoche 115 kV | Aug NQC | Solar
236 | PG&E | HURON_6_SOLAR | 34557 | HURON_DI | 12.47 | 0 | 2 | Fresno | Coalinga, Panoche 115 kV | Aug NQC | Solar
237 | PG&E | JAVASR_1_JAVSR1 | 34649 | JAVASLRSPV | 0.6 | 0 | 1 | Fresno | Herndon, Hanford | Aug NQC | Solar
238 | PG&E | JAYNE_6_WLSLR | 34639 | WESTLNDS | 0.48 | 0 | 1 | Fresno | Coalinga | Energy Only | Solar
239 | PG&E | KANSAS_6_SOLAR | 34666 | KANSASS_S | 12.47 | 0 | F | Fresno |  | Energy Only | Solar
240 | PG&E | KERKH2_7_UNIT 1 | 34308 | KERCKHOF | 13.8 | 0 | 1 | Fresno | Herndon, Wilson 115 kV | Aug NQC | Market
241 | PG&E | KERMAN_6_SOLAR1 |  |  |  | 0 |  | Fresno |  | Not modeled Energy Only | Solar
242 | PG&E | KERMAN_6_SOLAR2 |  |  |  | 0 |  | Fresno |  | Not modeled Energy Only | Solar
243 | PG&E | KERNEY_6_FCSSR1 | 34668 | KEARNEY_D1 | 12.47 | 0 | 1 | Fresno |  | Energy Only | Solar
244 | PG&E | KINGCO_1_KINGBR | 34642 | KINGSBUR | 13.8 | 0 | 1 | Fresno | Herndon, Hanford | Aug NQC | Net Seller
245 | PG&E | KINGCO_1_KINGBR | 34642 | KINGSBUR | 13.8 | 0 | 2 | Fresno | Herndon, Hanford | Aug NQC | Net Seller
246 | PG&E | KINGRV_7_UNIT 1 | 34616 | KINGSRIV | 13.8 | 0 | 1 | Fresno | Herndon, Reedley | Aug NQC | Market
247 | PG&E | KNGBRG_1_KBSLR1 |  |  |  | 0 |  | Fresno |  | Not modeled Energy Only | Solar
248 | PG&E | KNGBRG_1_KBSLR2 |  |  |  | 0 |  | Fresno |  | Not modeled Energy Only | Solar
249 | PG&E | KNTSTH_6_SOLAR | 34694 | KENT_S | 0.8 | 0 | 1 | Fresno |  | Energy Only | Solar
250 | PG&E | KNTSTH_6_WALSR1 | 365679 | WSTALMONDSPV | 0.63 | 0 | 1 | Fresno |  | Energy Only | Solar
251 | PG&E | LEPRFD_1_KANSAS | 346802 | KANSASSLRPV | 0.69 | 0 | 1 | Fresno | Herndon, Hanford | Aug NQC | Solar
252 | PG&E | LOTUS_6_LSFSR1 | 34335 | LOTUSSFS | 0.315 | 0 | 1 | Fresno | Borden | Aug NQC | Solar
253 | PG&E | LTBEAR_1_LB3SR3 | 365663 | LILBEAR3SPV | 0.55 | 0 | 1 | Fresno | Panoche 115 kV, Wilson 115 kV | Aug NQC | Solar
254 | PG&E | LTBEAR_1_LB4SR4 | 365673 | LILBEAR4SPV | 34.5 | 0 | 1 | Fresno | Panoche 115 kV, Wilson 115 kV | Aug NQC | Solar
255 | PG&E | LTBEAR_1_LB4SR5 | 365675 | LILBEAR5SPV | 34.5 | 0 | 1 | Fresno | Panoche 115 kV, Wilson 115 kV | Aug NQC | Solar
256 | PG&E | LTBERA_1_LB1SR1 | 365604 | LILBEAR1SPV | 0.55 | 0 | 1 | Fresno | Panoche 115 kV, Wilson 115 kV | Aug NQC | Solar
257 | PG&E | LUNAVL_2_LVSSR1 | 365740 | Q1129SBDC1 | 34.5 | 0 | 1 | Fresno |  | Aug NQC | Solar
258 | PG&E | LUNAVL_2_LVSSR2 | 365740 | Q1129SBDC1 | 34.5 | 0 | 1 | Fresno |  | Aug NQC | Solar
259 | PG&E | LUNAVL_2_LVSSR3 | 367628 | Q1129SBDC2 | 34.5 | 0 | 1 | Fresno |  | Aug NQC | Solar
260 | PG&E | MALAGA_1_AUCTG1 | 34671 | KRCDPCT1 | 13.8 | 0 | 1 | Fresno | Herndon |  | Market
261 | PG&E | MALAGA_1_AUCTG2 | 34672 | KRCDPCT2 | 13.8 | 0 | 1 | Fresno | Herndon |  | Market
262 | PG&E | MCCALL_1_QF |  |  |  | 0 |  | Fresno | Herndon | Not modeled Aug NQC | QF/Selfgen
263 | PG&E | MCSWAN_6_UNITS | 34320 | MCSWAIN | 9.11 | 0 | 1 | Fresno | Panoche 115 kV, Wilson 115 kV | Aug NQC | MUNI
264 | PG&E | MENBIO_6_RENEW1 | 34339 | CALRENEW | 12.5 | 0 | 1 | Fresno | Panoche 115 kV, Wilson 115 kV | Aug NQC | Net Seller
265 | PG&E | MERCED_1_SOLAR1 |  |  |  | 0 |  | Fresno |  | Not modeled Energy Only | Solar
266 | PG&E | MERCED_1_SOLAR2 |  |  |  | 0 |  | Fresno |  | Not modeled Energy Only | Solar
267 | PG&E | MERCFL_6_UNIT | 34322 | MERCEDFL | 9.11 | 0 | 1 | Fresno | Panoche 115 kV, Wilson 115 kV | Aug NQC | Market
268 | PG&E | MNDOTA_1_SOLAR1 | 34313 | NORTHSTA | 0.2 | 0 | 1 | Fresno | Panoche 115 kV, Wilson 115 kV | Aug NQC | Solar
269 | PG&E | MNDOTA_1_SOLAR2 |  |  |  | 0 |  | Fresno | Panoche 115 kV, Wilson 115 kV | Not modeled Energy Only | Solar
270 | PG&E | MSTANG_2_MTGBT1 | 34685 | MUSTANGBES | 0.8 | 0 | 2 | Fresno |  |  | Battery
271 | PG&E | MSTANG_2_SOLAR | 34683 | REMUSTANGSPV | 0.36 | 0 | 1 | Fresno |  | Aug NQC | Solar
272 | PG&E | MSTANG_2_SOLAR3 | 34683 | REMUSTANGSPV | 0.36 | 0 | 1 | Fresno |  | Aug NQC | Solar
273 | PG&E | MSTANG_2_SOLAR4 | 34683 | REMUSTANGSPV | 0.36 | 0 | 1 | Fresno |  | Aug NQC | Solar
274 | PG&E | ONLLPP_6_UNITS | 34316 | ONEILPMP | 9.11 | 0 | 1 | Fresno |  | Aug NQC | MUNI
275 | PG&E | OROLOM_1_SOLAR1 | 346892 | OROLOMA1SPV | 0.385 | 0 | 1 | Fresno | Panoche 115 kV | Energy Only | Solar
276 | PG&E | OROLOM_1_SOLAR2 | 34689 | OROLOMA_D3 | 12.47 | 0 | 2 | Fresno | Panoche 115 kV | Energy Only | Solar
277 | PG&E | ORTGA_6_ME1SL1 |  |  |  | 0 |  | Fresno |  | Not modeled Aug NQC | Solar
278 | PG&E | PAIGES_6_SOLAR | 34653 | PAIGESLR | 0.55 | 0 | 1 | Fresno | Coalinga, Panoche 115 kV | Energy Only | Solar
279 | PG&E | PINFLT_7_UNITS | 38720 | PINEFLAT | 13.8 | 0 | 1 | Fresno | Herndon | Aug NQC | MUNI
280 | PG&E | PINFLT_7_UNITS | 38720 | PINEFLAT | 13.8 | 0 | 2 | Fresno | Herndon | Aug NQC | MUNI
281 | PG&E | PINFLT_7_UNITS | 38720 | PINEFLAT | 13.8 | 0 | 3 | Fresno | Herndon | Aug NQC | MUNI
282 | PG&E | PNCHPP_1_PL1X2 | 34328 | STRWDPNC | 13.8 | 0 | 1 | Fresno | Panoche 115 kV |  | Market
283 | PG&E | PNCHPP_1_PL1X2 | 34329 | STRWDPNC | 13.8 | 0 | 2 | Fresno | Panoche 115 kV |  | Market
284 | PG&E | PNOCHE_1_PL1X2 | 34142 | WHD_PAN2 | 13.8 | 0 | 1 | Fresno | Panoche 115 kV |  | Market
285 | PG&E | PNOCHE_1_UNITA1 | 34186 | CALPEAKP | 13.8 | 0 | 1 | Fresno | Panoche 115 kV |  | Market
286 | PG&E | REEDLY_6_SOLAR |  |  |  | 0 |  | Fresno | Herndon, Reedley | Not modeled Energy Only | Solar
287 | PG&E | S_RITA_6_SOLAR1 |  |  |  | 0 |  | Fresno |  | Not modeled Energy Only | Solar
288 | PG&E | SCARLT_2_SS2BT1 | 365240 | Q1135BESS3 | 0.69 | 0 | 3 | Fresno |  |  | Battery
289 | PG&E | SCARLT_2_SS2SR1 |  |  |  | 0 |  | Fresno |  |  | Solar
290 | PG&E | SCARLT_2_SSABT1 | 365225 | Q1135BESS1 | 34.5 | 0 | 1 | Fresno |  |  | Battery
291 | PG&E | SCARLT_2_SSASR1 | 365226 | Q1135SPV1 | 34.5 | 0 | 1 | Fresno |  | Aug NQC | Solar
292 | PG&E | SCARLT_2_SSBBT1 | 365227 | Q1135BESS2 | 34.5 | 0 | 2 | Fresno |  |  | Battery
293 | PG&E | SCARLT_2_SSBSR1 | 365230 | Q1135SPV2 | 0.6 | 0 | 2 | Fresno |  | Aug NQC | Solar
294 | PG&E | SCHNDR_1_FIVPTS | 34353 | SCHINDLER_D | 12.47 | 0 | 1 | Fresno | Panoche 115 kV | Aug NQC | Solar
295 | PG&E | SCHNDR_1_FIVPTS | 34353 | SCHINDLER_D | 12.47 | 0 | 2 | Fresno | Panoche 115 kV | Aug NQC | Solar
296 | PG&E | SCHNDR_1_WSTSDE | 34353 | SCHINDLER_D | 12.47 | 0 | 3 | Fresno | Panoche 115 kV | Aug NQC | Solar
297 | PG&E | SCHNDR_1_WSTSDE | 34353 | SCHINDLER_D | 12.47 | 0 | 4 | Fresno | Panoche 115 kV | Aug NQC | Solar
298 | PG&E | SGREGY_6_SANGER | 34646 | SANGERCG1 | 13.8 | 0 | 1 | Fresno | Herndon | Aug NQC | Market
299 | PG&E | SGREGY_6_SANGER | 34646 | SANGERCG2 | 13.8 | 0 | 2 | Fresno | Herndon | Aug NQC | Market
300 | PG&E | SLATE_2_SLASR1 | 365694 | SLATESPV1 | 0.645 | 0 | 1 | Fresno |  | Aug NQC | Hybrid
301 | PG&E | SLATE_2_SLASR2 | 365695 | SLATEBESS1 | 0.66 | 0 | 2 | Fresno |  | Aug NQC | Hybrid
302 | PG&E | SLATE_2_SLASR3 |  |  |  | 0 |  | Fresno |  | Not modeled Aug NQC | Hybrid
303 | PG&E | SLATE_2_SLASR4 | 365698 | SLATESPV2 | 0.645 | 0 | 3 | Fresno |  | Aug NQC | Hybrid
304 | PG&E | SLATE_2_SLASR5 | 365699 | SLATEBESS2 | 0.66 | 0 | 4 | Fresno |  | Aug NQC | Hybrid
305 | PG&E | STOREY_2_MDRCH2 |  |  |  | 0 |  | Fresno |  | Not modeled Aug NQC | Market
306 | PG&E | STOREY_2_MDRCH3 |  |  |  | 0 |  | Fresno |  | Not modeled Aug NQC | Market
307 | PG&E | STOREY_2_MDRCH4 |  |  |  | 0 |  | Fresno |  | Not modeled Aug NQC | Market
308 | PG&E | STOREY_7_MDRCHW | 34209 | STOREY D | 12.47 | 0 | 1 | Fresno |  | Aug NQC | Net Seller
309 | PG&E | STROUD_6_SOLAR | 34563 | STROUD_D | 12.47 | 0 | 1 | Fresno |  | Aug NQC | Solar
310 | PG&E | STROUD_6_SOLAR | 34563 | STROUD_D | 12.47 | 0 | 2 | Fresno |  | Aug NQC | Solar
311 | PG&E | STROUD_6_WWHSR1 |  |  |  | 0 |  | Fresno |  | Not modeled Energy Only | Solar
312 | PG&E | SUMWHT_6_SWSSR1 | 365504 | SUMMERWHTSPV | 0.6 | 0 | 1 | Fresno |  | Aug NQC | Solar
313 | PG&E | TRNQL8_2_AMASR1 | 365514 | TRNQAMRSPV | 0.55 | 0 | 1 | Fresno |  | Aug NQC | Solar
314 | PG&E | TRNQL8_2_AZUSR1 | 365517 | TRNQAZLSPV | 0.55 | 0 | 2 | Fresno |  | Aug NQC | Solar
315 | PG&E | TRNQL8_2_ROJSR1 | 365520 | TRNQRJOSPV | 0.55 | 0 | 3 | Fresno |  | Aug NQC | Solar
316 | PG&E | TRNQL8_2_VERSR1 | 365526 | TRNQVRDSPV | 0.55 | 0 | 4 | Fresno |  | Aug NQC | Solar
317 | PG&E | TRNQLT_2_RETBT1 | 34444 | RETRQLTYBES1 | 0.53 | 0 | 1 | Fresno |  |  | Battery
318 | PG&E | TRNQLT_2_RETBT1 | 365332 | RETRQLTYBES2 | 0.53 | 0 | 2 | Fresno |  |  | Battery
319 | PG&E | TRNQLT_2_SOLAR | 34340 | TRANQLTYSPV1 | 0.418 | 0 | 1 | Fresno |  | Aug NQC | Solar
320 | PG&E | TRNQLT_2_SOLAR | 365330 | TRANQLTYSPV2 | 0.418 | 0 | 2 | Fresno |  | Aug NQC | Solar
321 | PG&E | TVYVLY_6_KRSHY1 |  |  |  | 0 |  | Fresno |  | Not modeled Aug NQC | Market
322 | PG&E | ULTPFR_1_UNIT 1 | 34640 | RIOBRVOF | 12.47 | 0 | 1 | Fresno | Herndon | Aug NQC | Market
323 | PG&E | VEGA_6_SOLAR1 | 34314 | VEGA | 34.5 | 0 | 1 | Fresno |  | Energy Only | Solar
324 | PG&E | WAUKNA_1_SOLAR | 365180 | CRCRNSLRSPV | 0.36 | 0 | 1 | Fresno | Herndon, Hanford | Aug NQC | Solar
325 | PG&E | WAUKNA_1_SOLAR2 | 34677 | CORCORAN2SPV | 0.41 | 0 | 1 | Fresno | Herndon, Hanford | No NQC - Pmax | Solar
326 | PG&E | WFRESN_1_SOLAR |  |  |  | 0 |  | Fresno |  | Not modeled Energy Only | Solar
327 | PG&E | WHITNY_6_SOLAR | 34673 | WHTNYPTSPV | 0.55 | 0 | 1 | Fresno | Coalinga, Panoche 115 kV | Energy Only | Solar
328 | PG&E | WISHON_6_UNITS | 34658 | WISHON | 2.3 | 0 | 1 | Fresno | Borden | Aug NQC | Market
329 | PG&E | WISHON_6_UNITS | 34658 | WISHON | 2.3 | 0 | 2 | Fresno | Borden | Aug NQC | Market
330 | PG&E | WISHON_6_UNITS | 34658 | WISHON | 2.3 | 0 | 3 | Fresno | Borden | Aug NQC | Market
331 | PG&E | WISHON_6_UNITS | 34658 | WISHON | 2.3 | 0 | 4 | Fresno | Borden | Aug NQC | Market
332 | PG&E | WISHON_6_UNITS | 34658 | WISHON | 2.3 | 0 | SJ | Fresno | Borden | Aug NQC | Market
333 | PG&E | WOODWR_1_HYDRO |  |  |  | 0 |  | Fresno | Herndon | Not modeled Energy Only | Market
334 | PG&E | ZZ_BORDEN_2_QF | 34253 | BORDEN D | 12.47 | 0 | QF | Fresno |  | No NQC - hist. data | Net Seller
335 | PG&E | ZZ_BULLRD_7_SAGNES | 34213 | BULLD 12 | 12.47 | 0 | 1 | Fresno | Herndon | Aug NQC | QF/Selfgen
336 | PG&E | ZZ_CHWCHL_1_BIOMAS | 34305 | CHWCHLA2 | 13.8 | 0 | 1 | Fresno | Panoche 115 kV, Wilson 115 kV | Aug NQC | Market
337 | PG&E | ZZ_DINUBA_6_UNIT | 34648 | DINUBA E | 13.8 | 0 | MB | Fresno | Herndon, Reedley | Mothballed | Market
338 | PG&E | ZZ_ELNIDP_6_BIOMAS | 34330 | ELNIDOBM | 13.8 | 0 | 1 | Fresno | Panoche 115 kV, Wilson 115 kV | Aug NQC | Market
339 | PG&E | ZZ_HENRTA_6_UNITA1 | 365336 | ELECTROLYTB1 | 0.69 | 0 | 3 | Fresno |  | Energy Only | Battery
340 | PG&E | ZZ_HENRTA_6_UNITA1 | 365337 | ELECTROLYTB2 | 0.69 | 0 | 4 | Fresno |  | Energy Only | Battery
341 | PG&E | ZZ_INTTRB_6_UNIT | 34342 | INT.TURB | 9.11 | 0 | 1 | Fresno |  | Repowering | Market
342 | PG&E | ZZ_KERKH1_7_UNIT 2 | 34343 | KERCK1-2 | 6.6 | 0 | MB | Fresno | Herndon, Wilson 115 kV | No NQC - hist. data | Market
343 | PG&E | ZZ_MALAGA_1_ACDBX2 | 365709 | ACIDBESS1 | 0.69 | 0 | 1 | Fresno | Herndon | Energy Only | Battery
344 | PG&E | ZZ_MALAGA_1_ACDBX2 | 365711 | ACIDBESS2 | 0.69 | 0 | 1 | Fresno | Herndon | Energy Only | Battery
345 | PG&E | ZZ_NA | 34485 | FRESNOWW | 12.5 | 0 | RE | Fresno |  | No NQC - hist. data | QF/Selfgen
346 | PG&E | ZZ_NA | 34651 | JACALITO | 0.55 | 0 | RE | Fresno | Coalinga | Energy Only | Market
347 | PG&E | ZZ_WRGHTP_7_AMENGY | 34207 | WRIGHT D | 12.47 | 0 | QF | Fresno |  |  | QF/Selfgen
348 | PG&E | ZZZ_New Unit | 365504 | SUMMERWHTSPV | 0.6 | 2.34 | 1 | Fresno |  | No NQC - est. data | Solar
349 | PG&E | ZZZ_New Unit | 366340 | Q1378WIND | 0.75 | 15.32 | 1 | Fresno |  | No NQC - est. data | Wind
350 | PG&E | ZZZ_New Unit | 365746 | Q1718WIND | 0.75 | 18.38 | 1 | Fresno |  | No NQC - est. data | Wind
351 | PG&E | ZZZ_New Unit | 365740 | Q1129SBDC | 34.5 | 138.5 | 1 | Fresno |  | No NQC - est. data | Battery
352 | PG&E | ZZZ_New Unit | 366004 | Q1391SPV | 0.6 | 0 | 2 | Fresno |  | Energy Only | Solar
353 | PG&E | ZZZ_New Unit | 365747 | Q1718BESS | 0.9 | 54.94 | 2 | Fresno |  | No NQC - est. data | Battery
354 | PG&E | ZZZ_New Unit | 366005 | Q1391BESS | 0.6 | 184 | 2 | Fresno |  | No NQC - est. data | Battery
355 | PG&E | ZZZ_New Unit | 365325 | MUSTANGSPV3 | 0.36 | 3.7 | 3 | Fresno |  | No NQC - est. data | Solar
356 | PG&E | ZZZ_New Unit | 365327 | MUSTANGSPV4 | 0.36 | 4.1 | 4 | Fresno |  | No NQC - est. data | Solar
357 | PG&E | ZZZ_New Unit | 365706 | FSNOCGNBESS2 | 0.69 | 16.4 | 5 | Fresno | Herndon | No NQC - est. data | Battery
358 | PG&E | ZZZ_New Unit | 92080 | 2080-WD | 115 | 0 | EW | Fresno | Herndon, Reedley | Energy Only | Solar
359 | PG&E | ZZZ_New Unit | 92226 | 2226-WD | 115 | 0 | EW | Fresno | Panoche 115 kV | Energy Only | Solar
360 | PG&E | ZZZ_New Unit | 92649 | 2649-WD | 70 | 0 | EW | Fresno |  | Energy Only | Solar
361 | PG&E | ZZZ_New Unit | 93057 | 3057-WD | 115 | 0 | EW | Fresno | Panoche 115 kV | Energy Only | Solar
362 | PG&E | ZZZ_New Unit | 92142 | 2142-WD | 70 | 0.08 | FW | Fresno |  | No NQC - est. data | Solar
363 | PG&E | ZZZ_New Unit | 92484 | 2484-WD | 21 | 9.9 | FW | Fresno | Coalinga | No NQC - est. data | Battery
364 | PG&E | ZZZ_New Unit | 342400 | GLASS_D1 | 12.47 | 0 | RE | Fresno |  | Energy Only | Solar
365 | PG&E | ZZZ_New Unit | 367633 | SESWTF | 4.16 | 0 | RE | Fresno | Herndon | Energy Only | Solar
366 | PG&E | ZZZ_New Unit | 342671 | TOMATEK | 12 | 0 | RE | Fresno | Panoche 115 kV, Wilson 115 kV | Energy Only | Hybrid
367 | PG&E | ZZZ_New Unit | 92007 | 2007-RD | 70 | 0 | RN | Fresno | Borden | Energy Only | Market
368 | PG&E | ZZZ_New Unit | 365340 | LEPRINOFDLMR | 21 | 0 | RN | Fresno | Herndon, Hanford | Energy Only | Market
369 | PG&E | ZZZ_New Unit | 34603 | JGBSWLT | 12.47 | 0 | ST | Fresno | Herndon, Hanford | Energy Only | Market
370 | PG&E | BRDGVL_7_BAKER |  |  |  | 0 |  | Humboldt |  | Not modeled Aug NQC | Net Seller
371 | PG&E | FTSWRD_6_TRFORK |  |  |  | 0 |  | Humboldt |  | Not modeled Aug NQC | Market
372 | PG&E | FTSWRD_7_QFUNTS |  |  |  | 0 |  | Humboldt |  | Not modeled Aug NQC | QF/Selfgen
373 | PG&E | HUMBPP_1_UNITS3 | 31180 | HMBOBAYPPB | 13.8 | 0 | 4 | Humboldt |  |  | Market
374 | PG&E | HUMBPP_1_UNITS3 | 31180 | HMBOBAYPPB | 13.8 | 0 | 5 | Humboldt |  |  | Market
375 | PG&E | HUMBPP_1_UNITS3 | 31180 | HMBOBAYPPB | 13.8 | 0 | 6 | Humboldt |  |  | Market
376 | PG&E | HUMBPP_1_UNITS3 | 31180 | HMBOBAYPPB | 13.8 | 0 | 7 | Humboldt |  |  | Market
377 | PG&E | HUMBPP_6_UNITS | 31181 | HMBOBAYPPA | 13.8 | 0 | 1 | Humboldt |  |  | Market
378 | PG&E | HUMBPP_6_UNITS | 31181 | HMBOBAYPPA | 13.8 | 0 | 2 | Humboldt |  |  | Market
379 | PG&E | HUMBPP_6_UNITS | 31181 | HMBOBAYPPA | 13.8 | 0 | 3 | Humboldt |  |  | Market
380 | PG&E | HUMBPP_6_UNITS | 31182 | HMBOBAYPPC | 13.8 | 0 | 8 | Humboldt |  |  | Market
381 | PG&E | HUMBPP_6_UNITS | 31182 | HMBOBAYPPC | 13.8 | 0 | 9 | Humboldt |  |  | Market
382 | PG&E | HUMBPP_6_UNITS | 31182 | HMBOBAYPPC | 13.8 | 0 | 10 | Humboldt |  |  | Market
383 | PG&E | KEKAWK_6_UNIT | 31166 | KEKAWAKACRK | 4.16 | 0 | 1 | Humboldt |  | Aug NQC | Net Seller
384 | PG&E | PACLUM_6_UNIT | 31152 | HRCGENSAB | 13.8 | 0 | 1 | Humboldt |  | Aug NQC | Net Seller
385 | PG&E | PACLUM_6_UNIT | 31152 | HRCGENSAB | 13.8 | 0 | 2 | Humboldt |  | Aug NQC | Net Seller
386 | PG&E | PACLUM_6_UNIT | 31153 | HRCGENC | 2.4 | 0 | 3 | Humboldt |  | Aug NQC | Net Seller
387 | PG&E | ZZ_ARCATA_6_FCPSB1 | 31072 | ARCATA | 60 | 0 | 1 | Humboldt |  | Energy Only | Solar
388 | PG&E | ZZ_BLULKE_6_BLUELK | 31156 | BLUELKPP | 12.5 | 0 | MB | Humboldt |  | Mothballed | Market
389 | PG&E | ZZ_FAIRHV_6_UNIT | 31150 | FAIRHAVN | 13.8 | 0 | 1 | Humboldt |  | No NQC - hist. data | Net Seller
390 | PG&E | ZZ_LAPAC_6_UNIT | 31158 | LP SAMOA | 12.5 | 0 | 1 | Humboldt |  |  | Market
391 | PG&E | ZZZ_2399-WD | 31080 | HUMBOLDT | 60 | 0 | 1 | Humboldt |  | Energy Only | Solar
392 | PG&E | ZZZ_2400-WD | 31080 | HUMBOLDT | 60 | 0 | 2 | Humboldt |  | Energy Only | Solar
393 | PG&E | ZZZ_3258-WD | 31072 | ARCATA | 60 | 0 | 2 | Humboldt |  | Energy Only | Solar
394 | PG&E | ZZZ_New Unit | 399997 | FAIRHAVEN ES | 60 | 0 | EW | Humboldt |  | Energy Only | Battery
395 | PG&E | 7STDRD_1_SOLAR1 | 35065 | 7STNDRD_D1 | 21.6 | 0 | 1 | Kern | South Kern PP, Kern Oil | Aug NQC | Solar
396 | PG&E | BDGRCK_1_UNITS | 35029 | BADGERCK | 13.8 | 0 | 1 | Kern | South Kern PP | Aug NQC | Net Seller
397 | PG&E | BEARMT_1_UNIT | 35066 | PSE-BEAR | 13.8 | 0 | 1 | Kern | South Kern PP, Westpark | Aug NQC | Net Seller
398 | PG&E | BKRFLD_2_SOLAR1 |  |  |  | 0 |  | Kern | South Kern PP | Not modeled Aug NQC | Solar
399 | PG&E | DEXZEL_1_UNIT | 35024 | DEXZEL | 13.8 | 0 | 1 | Kern | South Kern PP, Kern Oil | Aug NQC | Net Seller
400 | PG&E | DISCOV_1_CHEVRN | 35062 | DISCOVRY | 13.8 | 0 | 1 | Kern | South Kern PP, Kern Oil | Aug NQC | QF/Selfgen
401 | PG&E | DOUBLC_1_UNITS | 35023 | DOUBLE C | 13.8 | 0 | 1 | Kern | South Kern PP | Aug NQC | Net Seller
402 | PG&E | DOUBLC_1_UNITS | 35023 | DOUBLE C | 13.8 | 0 | 2 | Kern | South Kern PP | Aug NQC | Net Seller
403 | PG&E | KERNFT_1_UNITS | 35026 | KERNFRNT | 13.8 | 0 | 1 | Kern | South Kern PP | Aug NQC | Net Seller
404 | PG&E | KERNFT_1_UNITS | 35026 | KERNFRNT | 13.8 | 0 | 2 | Kern | South Kern PP | Aug NQC | Net Seller
405 | PG&E | LAMONT_1_SOLAR1 | 35019 | REGULUS | 0.4 | 0 | 1 | Kern | South Kern PP, Kern PWR-Tevis | Aug NQC | Solar
406 | PG&E | LAMONT_1_SOLAR2 | 35092 | REDWOODSPV | 0.6 | 0 | 4 | Kern | South Kern PP, Kern PWR-Tevis | Aug NQC | Solar
407 | PG&E | LAMONT_1_SOLAR3 | 35087 | WOODMERESPV | 0.4 | 0 | 1 | Kern | South Kern PP, Kern PWR-Tevis | Aug NQC | Solar
408 | PG&E | LAMONT_1_SOLAR4 | 35059 | HAYWORTHSPV | 0.4 | 0 | 1 | Kern | South Kern PP, Kern PWR-Tevis | Aug NQC | Solar
409 | PG&E | LAMONT_1_SOLAR5 | 35054 | REDCRESTSPV | 0.4 | 0 | 1 | Kern | South Kern PP, Kern PWR-Tevis | Aug NQC | Solar
410 | PG&E | LIVOAK_1_UNIT 1 | 35058 | PSE-LVOK | 9.1 | 0 | 1 | Kern | South Kern PP, Kern Oil | Aug NQC | Net Seller
411 | PG&E | MAGUND_1_BKISR1 |  |  |  | 0 |  | Kern | South Kern PP, Kern Oil | Not modeled Aug NQC | Solar
412 | PG&E | MAGUND_1_BKSSR2 |  |  |  | 0 |  | Kern | South Kern PP, Kern Oil | Not modeled Aug NQC | Solar
413 | PG&E | MTNPOS_1_UNIT | 35036 | MT POSO | 13.8 | 0 | 1 | Kern | South Kern PP, Kern Oil | Aug NQC | Net Seller
414 | PG&E | OLDRIV_6_BIOGAS |  |  |  | 0 |  | Kern | South Kern PP, Kern 70 kV | Not modeled Aug NQC | Market
415 | PG&E | OLDRIV_6_CESDBM |  |  |  | 0 |  | Kern | South Kern PP, Kern 70 kV | Not modeled Aug NQC | Market
416 | PG&E | OLDRIV_6_LKVBM1 |  |  |  | 0 |  | Kern | South Kern PP, Kern 70 kV | Not modeled Aug NQC | Market
417 | PG&E | OLDRV1_6_SOLAR | 35091 | OLDRIVER1SPV | 0.69 | 0 | 1 | Kern | South Kern PP, Kern 70 kV | Aug NQC | Solar
418 | PG&E | SIERRA_1_UNITS | 35027 | HISIERRA | 13.8 | 0 | 1 | Kern | South Kern PP | Aug NQC | Market
419 | PG&E | SIERRA_1_UNITS | 35027 | HISIERRA | 13.8 | 0 | 2 | Kern | South Kern PP | Aug NQC | Market
420 | PG&E | SKERN_6_SOLAR1 | 35089 | S_KERN | 0.48 | 0 | 1 | Kern | South Kern PP, Kern 70 kV | Aug NQC | Solar
421 | PG&E | SKERN_6_SOLAR2 | 365563 | SKICSPV | 0.4 | 0 | 1 | Kern | South Kern PP, Kern 70 kV | Aug NQC | Solar
422 | PG&E | VEDDER_1_SEKERN | 35046 | SEKR | 9.11 | 0 | 1 | Kern | South Kern PP, Kern Oil | Aug NQC | QF/Selfgen
423 | PG&E | ZZZ_New Unit | 91783 | 1783-WD | 0.645 | 0 | EW | Kern | South Kern PP, Kern PWR-Tevis | Energy Only | Solar
424 | PG&E | ZZZ_New Unit | 366955 | 2446-RD-SPV | 0.645 | 0 | RE | Kern | South Kern PP, Kern Oil | Energy Only | Solar
425 | PG&E | ZZZ_New Unit | 35068 | EANDB_D1 | 12.47 | 0 | RE | Kern | South Kern PP | Energy Only | Solar
426 | PG&E | ZZZ_New Unit | 348120 | VEDDER_D1 | 12.47 | 0 | RE | Kern | South Kern PP, Kern Oil | Energy Only | Solar
427 | PG&E | ADLIN_1_UNITS | 31435 | AIDLINGYSR1 | 13.8 | 0 | 1 | NCNB | Eagle Rock, Fulton |  | Market
428 | PG&E | ADLIN_1_UNITS | 31437 | AIDLINGYSR2 | 13.8 | 0 | 2 | NCNB | Eagle Rock, Fulton |  | Market
429 | PG&E | BERCYN_2_BCEBT1 | 39185 | Q1097 | 0.4 | 0 | 1 | NCNB | Fulton |  | Battery
430 | PG&E | CLOVDL_1_SOLAR |  |  |  | 0 |  | NCNB | Eagle Rock, Fulton | Not modeled Aug NQC | Solar
431 | PG&E | FULTON_1_QF |  |  |  | 0 |  | NCNB | Fulton | Not modeled Aug NQC | QF/Selfgen
432 | PG&E | GEYS11_7_UNIT11 | 31412 | GEYSER11 | 13.8 | 0 | 1 | NCNB | Eagle Rock, Fulton |  | Market
433 | PG&E | GEYS12_7_UNIT12 | 31414 | GEYSER12 | 13.8 | 0 | 1 | NCNB | Fulton |  | Market
434 | PG&E | GEYS13_7_UNIT13 | 31416 | GEYSER13 | 13.8 | 0 | 1 | NCNB |  |  | Market
435 | PG&E | GEYS14_7_UNIT14 | 31418 | GEYSER14 | 13.8 | 0 | 1 | NCNB | Fulton |  | Market
436 | PG&E | GEYS16_7_UNIT16 | 31420 | GEYSER16 | 13.8 | 0 | 1 | NCNB | Fulton |  | Market
437 | PG&E | GEYS17_7_UNIT17 | 31422 | GEYSER17 | 13.8 | 0 | 1 | NCNB | Fulton |  | Market
438 | PG&E | GEYS18_7_UNIT18 | 31424 | GEYSER18 | 13.8 | 0 | 1 | NCNB |  |  | Market
439 | PG&E | GEYS20_7_UNIT20 | 31426 | GEYSER20 | 13.8 | 0 | 1 | NCNB |  |  | Market
440 | PG&E | GYS5X6_7_UNITS | 31406 | GEYSR5-6 | 13.8 | 0 | 1 | NCNB | Eagle Rock, Fulton |  | Market
441 | PG&E | GYS5X6_7_UNITS | 31406 | GEYSR5-6 | 13.8 | 0 | 2 | NCNB | Eagle Rock, Fulton |  | Market
442 | PG&E | GYS7X8_7_UNITS | 31408 | GEYSER78 | 13.8 | 0 | 1 | NCNB | Eagle Rock, Fulton |  | Market
443 | PG&E | GYS7X8_7_UNITS | 31408 | GEYSER78 | 13.8 | 0 | 2 | NCNB | Eagle Rock, Fulton |  | Market
444 | PG&E | GYSRVL_7_WSPRNG |  |  |  | 0 |  | NCNB | Fulton | Not modeled Aug NQC | QF/Selfgen
445 | PG&E | HILAND_7_YOLOWD |  |  |  | 0 |  | NCNB | Eagle Rock, Fulton | Not Modeled. Energy Only | Market
446 | PG&E | IGNACO_1_QF |  |  |  | 0 |  | NCNB |  | Not modeled Aug NQC | QF/Selfgen
447 | PG&E | INDVLY_1_UNITS | 31436 | INDIANVLPH | 4.16 | 0 | 1 | NCNB | Eagle Rock, Fulton | Aug NQC | Net Seller
448 | PG&E | INDVLY_1_UNITS | 31436 | INDIANVLPH | 4.16 | 0 | 2 | NCNB | Eagle Rock, Fulton | Aug NQC | Net Seller
449 | PG&E | MONTPH_7_UNITS | 32700 | MONTICLO | 9.1 | 0 | 1 | NCNB | Fulton | Aug NQC | Market
450 | PG&E | MONTPH_7_UNITS | 32700 | MONTICLO | 9.1 | 0 | 2 | NCNB | Fulton | Aug NQC | Market
451 | PG&E | MONTPH_7_UNITS | 32700 | MONTICLO | 9.1 | 0 | 3 | NCNB | Fulton | Aug NQC | Market
452 | PG&E | NCPA_7_GP1UN1 | 38106 | NCPA1GY1 | 13.8 | 0 | 1 | NCNB |  | Aug NQC | MUNI
453 | PG&E | NCPA_7_GP1UN2 | 38108 | NCPA1GY2 | 13.8 | 0 | 1 | NCNB |  | Aug NQC | MUNI
454 | PG&E | NCPA_7_GP2UN3 | 38110 | NCPA2GY1 | 13.8 | 0 | 1 | NCNB | Fulton | Aug NQC | MUNI
455 | PG&E | NCPA_7_GP2UN4 | 38112 | NCPA2GY2 | 13.8 | 0 | 1 | NCNB | Fulton | Aug NQC | MUNI
456 | PG&E | NOVATO_6_LNDFL |  |  |  | 0 |  | NCNB |  | Not modeled Aug NQC | Market
457 | PG&E | SANTFG_7_UNITS | 31400 | SANTAFESTG1 | 13.8 | 0 | 1 | NCNB |  |  | Market
458 | PG&E | SANTFG_7_UNITS | 31401 | SANTAFESTG2 | 13.8 | 0 | 2 | NCNB |  |  | Market
459 | PG&E | SMUDGO_7_UNIT 1 | 31430 | SONOMAPPGEO | 13.8 | 0 | 1 | NCNB |  |  | Market
460 | PG&E | SNMALF_6_UNITS | 31446 | SONOMA LDFL1 | 4.16 | 0 | 1 | NCNB | Fulton | Aug NQC | QF/Selfgen
461 | PG&E | SNMALF_6_UNITS | 31446 | SONOMA LDFL1 | 4.16 | 0 | 2 | NCNB | Fulton | Aug NQC | QF/Selfgen
462 | PG&E | SNMALF_6_UNITS | 31446 | SONOMA LDFL1 | 4.16 | 0 | 3 | NCNB | Fulton | Aug NQC | QF/Selfgen
463 | PG&E | SNMALF_6_UNITS | 31446 | SONOMA LDFL1 | 4.16 | 0 | 4 | NCNB | Fulton | Aug NQC | QF/Selfgen
464 | PG&E | SNMALF_6_UNITS | 31447 | SONOMA LDFL2 | 4.16 | 0 | 5 | NCNB | Fulton | Aug NQC | QF/Selfgen
465 | PG&E | SNMALF_6_UNITS | 31447 | SONOMA LDFL2 | 4.16 | 0 | 6 | NCNB | Fulton | Aug NQC | QF/Selfgen
466 | PG&E | SNMALF_6_UNITS | 31447 | SONOMA LDFL2 | 4.16 | 0 | 7 | NCNB | Fulton | Aug NQC | QF/Selfgen
467 | PG&E | SNMALF_6_UNITS | 31447 | SONOMA LDFL2 | 4.16 | 0 | 8 | NCNB | Fulton | Aug NQC | QF/Selfgen
468 | PG&E | SNMALF_6_UNITS | 31447 | SONOMA LDFL2 | 4.16 | 0 | 9 | NCNB | Fulton | Aug NQC | QF/Selfgen
469 | PG&E | UKIAH_7_LAKEMN | 38020 | CITY UKH | 115 | 0 | 1 | NCNB | Eagle Rock, Fulton | Aug NQC | MUNI
470 | PG&E | UKIAH_7_LAKEMN | 38020 | CITY UKH | 115 | 0 | 2 | NCNB | Eagle Rock, Fulton | Aug NQC | MUNI
471 | PG&E | WDFRDF_2_WFFBT1 | 366344 | WSTFRDFLTRES | 0.4 | 0 | 1 | NCNB | Fulton |  | Battery
472 | PG&E | ZZ_GEYS17_2_BOTRCK | 31421 | BOTTLERK | 13.8 | 0 | 1 | NCNB | Fulton | Energy Only and Mothballed | Market
473 | PG&E | ZZ_POTTER_7_VECINO |  |  |  | 0 |  | NCNB | Eagle Rock, Fulton | Not modeled Aug NQC | QF/Selfgen
474 | PG&E | ZZZ_New Unit | 367338 | Q1859G | 12.47 | 53 | 1 | NCNB | Eagle Rock, Fulton | No NQC - est. data | Market
475 | PG&E | ZZZ_New Unit | 92287 | 2287-WD | 60 | 0 | EW | NCNB |  | Energy Only | Solar
476 | PG&E | ZZZ_New Unit | 92365 | 2365-WD | 60 | 0 | EW | NCNB | Fulton | Energy Only | Solar
477 | PG&E | ZZZ_New Unit | 92606 | 2606-WD | 115 | 0 | EW | NCNB |  | Energy Only | Battery
478 | PG&E | ALLGNY_6_HYDRO1 |  |  |  | 0 |  | Sierra |  | Not modeled Aug NQC | Market
479 | PG&E | APLHIL_1_SFKHY1 |  |  |  | 0 |  | Sierra | South of Rio Oso | Not modeled Energy Only | Market
480 | PG&E | BELDEN_7_UNIT 1 | 31784 | BELDEN | 13.8 | 0 | 1 | Sierra |  | Aug NQC | Market
481 | PG&E | BIOMAS_1_UNIT 1 | 32156 | WOODLAND | 13.8 | 0 | 1 | Sierra |  | Aug NQC | Net Seller
482 | PG&E | BNNIEN_7_ALTAPH |  |  |  | 0 |  | Sierra | Placer, Gold Hill-Drum, South of Rio Oso | Not modeled Aug NQC | Market
483 | PG&E | BOGUE_1_UNITA1 | 32451 | FREC | 13.8 | 0 | 1 | Sierra |  | Aug NQC | Market
484 | PG&E | BOWMN_6_HYDRO | 32480 | BOWMAN | 9.11 | 0 | 1 | Sierra |  | Aug NQC | MUNI
485 | PG&E | BUCKCK_2_HYDRO |  |  |  | 0 |  | Sierra |  | Not modeled Aug NQC | Market
486 | PG&E | BUCKCK_7_OAKFLT |  |  |  | 0 |  | Sierra |  | Not modeled Aug NQC | Market
487 | PG&E | BUCKCK_7_PL1X2 | 31820 | BCKS CRK | 11 | 0 | 1 | Sierra |  | Aug NQC | Market
488 | PG&E | BUCKCK_7_PL1X2 | 31820 | BCKS CRK | 11 | 0 | 2 | Sierra |  | Aug NQC | Market
489 | PG&E | CAMPFW_7_FARWST | 32470 | CMP.FARW | 9.11 | 0 | 1 | Sierra |  | Aug NQC | MUNI
490 | PG&E | CHICPK_7_UNIT 1 | 32462 | CHI.PARK | 11.5 | 0 | 1 | Sierra | Placer, Gold Hill-Drum, South of Rio Oso | Aug NQC | MUNI
491 | PG&E | COLGAT_7_UNIT 1 | 32450 | COLGATE1 | 13.8 | 0 | 1 | Sierra |  | Aug NQC | MUNI
492 | PG&E | COLGAT_7_UNIT 2 | 32452 | COLGATE2 | 13.8 | 0 | 1 | Sierra |  | Aug NQC | MUNI
493 | PG&E | CRESTA_7_PL1X2 | 31812 | CRESTA | 11.5 | 0 | 1 | Sierra |  | Aug NQC | Market
494 | PG&E | CRESTA_7_PL1X2 | 31812 | CRESTA | 11.5 | 0 | 2 | Sierra |  | Aug NQC | Market
495 | PG&E | DAVIS_1_SOLAR1 |  |  |  | 0 |  | Sierra |  | Not modeled Energy Only | Solar
496 | PG&E | DAVIS_1_SOLAR2 |  |  |  | 0 |  | Sierra |  | Not modeled Aug NQC | Solar
497 | PG&E | DAVIS_7_MNMETH |  |  |  | 0 |  | Sierra |  | Not modeled Aug NQC | Market
498 | PG&E | DEADCK_1_UNIT | 31862 | DEADWOOD | 9.11 | 0 | 1 | Sierra |  | Aug NQC | MUNI
499 | PG&E | DEERCR_6_UNIT 1 | 32474 | DEER CRK | 2.4 | 0 | 1 | Sierra |  | Aug NQC | Market
500 | PG&E | DRUM_7_PL1X2 | 32504 | DRUMPHU1U2 | 6.6 | 0 | 1 | Sierra |  | Aug NQC | Market
501 | PG&E | DRUM_7_PL1X2 | 32504 | DRUMPHU1U2 | 6.6 | 0 | 2 | Sierra |  | Aug NQC | Market
502 | PG&E | DRUM_7_PL3X4 | 32506 | DRUMPHU3U4 | 6.6 | 0 | 3 | Sierra |  | Aug NQC | Market
503 | PG&E | DRUM_7_PL3X4 | 32506 | DRUMPHU3U4 | 6.6 | 0 | 4 | Sierra |  | Aug NQC | Market
504 | PG&E | DRUM_7_UNIT 5 | 32454 | DRUM 5 | 13.8 | 0 | 1 | Sierra |  | Aug NQC | Market
505 | PG&E | DUTCH1_7_UNIT 1 | 32464 | DTCHFLT1 | 11 | 0 | 1 | Sierra | Placer, Gold Hill-Drum, South of Rio Oso | Aug NQC | Market
506 | PG&E | DUTCH2_7_UNIT 1 | 32502 | DTCHFLT2 | 6.9 | 0 | 1 | Sierra |  | Aug NQC | MUNI
507 | PG&E | ELDORO_7_UNIT 1 | 32513 | ELDRADO1 | 21.6 | 0 | 1 | Sierra | Gold Hill-Drum, South of Rio Oso |  | Market
508 | PG&E | ELDORO_7_UNIT 2 | 32514 | ELDRADO2 | 21.6 | 0 | 1 | Sierra | Gold Hill-Drum, South of Rio Oso |  | Market
509 | PG&E | FMEADO_6_HELLHL | 32486 | HELLHOLE | 9.11 | 0 | 1 | Sierra | South of Rio Oso | Aug NQC | MUNI
510 | PG&E | FMEADO_7_UNIT | 32508 | FRNCH MD | 4.2 | 0 | 1 | Sierra | South of Rio Oso | Aug NQC | MUNI
511 | PG&E | FORBST_7_UNIT 1 | 31814 | FORBSTWN | 11.5 | 0 | 1 | Sierra |  | Aug NQC | MUNI
512 | PG&E | GRIDLY_6_SOLAR | 38054 | GRIDLEY | 60 | 0 | 1 | Sierra | Pease | Energy Only | Solar
513 | PG&E | GRIZLY_1_UNIT 1 | 31900 | GRIZZLYG | 6.9 | 0 | 1 | Sierra |  | Aug NQC | MUNI
514 | PG&E | GRNLF2_1_UNIT | 32492 | GRNLEAF2 | 13.8 | 0 | 1 | Sierra | Pease | Aug NQC | QF/Selfgen
515 | PG&E | HALSEY_6_UNIT | 32478 | HALSEY F | 6.6 | 0 | 1 | Sierra | Placer, Gold Hill-Drum, South of Rio Oso | Aug NQC | Market
516 | PG&E | HAYPRS_6_HAYHD1 | 32488 | HAYPRESSLWR | 3.14 | 0 | 1 | Sierra |  | Aug NQC | Market
517 | PG&E | HAYPRS_6_HAYHD2 | 32489 | HAYPRESSUPR | 3.14 | 0 | 1 | Sierra |  | Aug NQC | Market
518 | PG&E | HIGGNS_1_COMBIE |  |  |  | 0 |  | Sierra | South of Rio Oso | Not modeled Aug NQC | Market
519 | PG&E | KELYRG_6_UNIT | 31834 | KELLYRDG | 4.16 | 0 | 1 | Sierra |  | Aug NQC | MUNI
520 | PG&E | LIVEOK_6_SOLAR |  |  |  | 0 |  | Sierra | Pease | Not modeled Aug NQC | Solar
521 | PG&E | LODIEC_2_PL1X2 | 38123 | LODIECCT | 18 | 0 | 1 | Sierra | South of Rio Oso |  | MUNI
522 | PG&E | LODIEC_2_PL1X2 | 38124 | LODIECST | 18 | 0 | 1 | Sierra | South of Rio Oso |  | MUNI
523 | PG&E | MDFKRL_2_PROJCT | 32456 | MIDLFORK | 13.8 | 0 | 1 | Sierra | South of Rio Oso | Aug NQC | MUNI
524 | PG&E | MDFKRL_2_PROJCT | 32458 | RALSTON | 13.8 | 0 | 1 | Sierra | South of Rio Oso | Aug NQC | MUNI
525 | PG&E | MDFKRL_2_PROJCT | 32456 | MIDLFORK | 13.8 | 0 | 2 | Sierra | South of Rio Oso | Aug NQC | MUNI
526 | PG&E | NAROW1_2_UNIT | 32466 | NARROWS1 | 11 | 0 | 1 | Sierra |  | Aug NQC | Market
527 | PG&E | NAROW2_2_UNIT | 32468 | NARROWSPH2 | 13.8 | 0 | 1 | Sierra |  | Aug NQC | MUNI
528 | PG&E | NWCSTL_7_UNIT 1 | 32460 | NEWCSTLE | 13.2 | 0 | 1 | Sierra | Placer, Gold Hill-Drum, South of Rio Oso | Aug NQC | Market
529 | PG&E | OROVIL_6_UNIT | 31888 | OROVLENRG | 4.16 | 0 | 1 | Sierra |  | Aug NQC | Market
530 | PG&E | OXBOW_6_DRUM | 32484 | OXBOW F | 9.11 | 0 | 1 | Sierra |  | Aug NQC | MUNI
531 | PG&E | PEASE_1_TBEBT1 | 91902 | 1902-WD | 115 | 0 | FW | Sierra | Pease |  | Battery
532 | PG&E | PLACVL_1_CHILIB |  |  |  | 0 |  | Sierra | Gold Hill-Drum, South of Rio Oso | Not modeled Aug NQC | Market
533 | PG&E | PLACVL_1_RCKCRE |  |  |  | 0 |  | Sierra | South of Rio Oso | Not modeled Aug NQC | Market
534 | PG&E | PLSNTG_7_LNCLND |  |  |  | 0 |  | Sierra | South of Rio Oso | Not modeled Aug NQC | Market
535 | PG&E | POEPH_7_UNIT 1 | 31790 | POE 1 | 13.8 | 0 | 1 | Sierra |  | Aug NQC | Market
536 | PG&E | POEPH_7_UNIT 2 | 31792 | POE 2 | 13.8 | 0 | 1 | Sierra |  | Aug NQC | Market
537 | PG&E | RCKCRK_7_UNIT 1 | 31786 | ROCK CK1 | 13.8 | 0 | 1 | Sierra |  | Aug NQC | Market
538 | PG&E | RCKCRK_7_UNIT 2 | 31788 | ROCK CK2 | 13.8 | 0 | 1 | Sierra |  | Aug NQC | Market
539 | PG&E | RIOOSO_1_QF |  |  |  | 0 |  | Sierra |  | Not modeled Aug NQC | QF/Selfgen
540 | PG&E | ROLLIN_6_UNIT | 32476 | ROLLINSF | 6.6 | 0 | 1 | Sierra |  | Aug NQC | MUNI
541 | PG&E | SLYCRK_1_UNIT 1 | 31832 | SLY.CR. | 6.6 | 0 | 1 | Sierra |  | Aug NQC | MUNI
542 | PG&E | SPAULD_6_UNIT 3 | 32472 | SPAULDG | 9.11 | 0 | 3 | Sierra |  | Aug NQC | Market
543 | PG&E | SPAULD_6_UNIT12 | 32472 | SPAULDG | 9.11 | 0 | 1 | Sierra |  | Aug NQC | Market
544 | PG&E | SPAULD_6_UNIT12 | 32472 | SPAULDG | 9.11 | 0 | 2 | Sierra |  | Aug NQC | Market
545 | PG&E | SPI LI_2_UNIT 1 | 32498 | SPILINCF | 12.5 | 0 | 1 | Sierra | South of Rio Oso | Aug NQC | Net Seller
546 | PG&E | STIGCT_2_LODI | 38114 | STIG CC | 13.8 | 0 | 1 | Sierra | South of Rio Oso |  | MUNI
547 | PG&E | ULTRCK_2_UNIT | 32500 | RBROCKLI | 12.47 | 0 | 1 | Sierra | South of Rio Oso | Aug NQC | Market
548 | PG&E | WDLEAF_7_UNIT 1 | 31794 | WOODLEAF | 13.8 | 0 | 1 | Sierra |  | Aug NQC | MUNI
549 | PG&E | WHEATL_6_LNDFIL |  |  |  | 0 |  | Sierra |  | Not modeled Aug NQC | Market
550 | PG&E | WISE_1_UNIT 1 | 325120 | WISEPH | 6.6 | 0 | 1 | Sierra | Placer, Gold Hill-Drum, South of Rio Oso | Aug NQC | Market
551 | PG&E | WISE_1_UNIT 2 | 325120 | WISEPH | 6.6 | 0 | 1 | Sierra | Placer, Gold Hill-Drum, South of Rio Oso | Aug NQC | Market
552 | PG&E | YUBACT_1_SUNSWT | 32494 | YUBACITY | 13.8 | 0 | 1 | Sierra | Pease | Aug NQC | Net Seller
553 | PG&E | YUBACT_6_UNITA1 | 32496 | YCEC | 13.8 | 0 | 1 | Sierra | Pease |  | Market
554 | PG&E | ZZ_NA | 32162 | RIV.DLTA | 9.11 | 0 | 1 | Sierra |  | No NQC - hist. data | QF/Selfgen
555 | PG&E | ZZ_UCDAVS_1_UNIT | 32166 | UC DAVIS | 9.11 | 0.3 | RN | Sierra |  | No NQC - hist. data | QF/Selfgen
556 | PG&E | BEARDS_7_UNIT 1 | 34074 | BEARDSLY | 6.9 | 0 | 1 | Stockton | Tesla-Bellota, Stanislaus | Aug NQC | MUNI
557 | PG&E | CAMCHE_1_PL1X3 | 33850 | CAMANCHE | 4.2 | 0 | 1 | Stockton | Tesla-Bellota | Aug NQC | MUNI
558 | PG&E | CAMCHE_1_PL1X3 | 33850 | CAMANCHE | 4.2 | 0 | 2 | Stockton | Tesla-Bellota | Aug NQC | MUNI
559 | PG&E | CAMCHE_1_PL1X3 | 33850 | CAMANCHE | 4.2 | 0 | 3 | Stockton | Tesla-Bellota | Aug NQC | MUNI
560 | PG&E | CENT40_1_C40SR1 | 365683 | Q1103SPV | 0.315 | 0 | 1 | Stockton | Tesla-Bellota | Aug NQC | Solar
561 | PG&E | CRWCKS_1_SOLAR1 | 34053 | CRWCRKSLR1G | 0.8 | 0 | 1 | Stockton | Tesla-Bellota | Energy Only | Solar
562 | PG&E | DONNLS_7_UNIT | 34058 | DONNELLS | 13.8 | 0 | 1 | Stockton | Tesla-Bellota, Stanislaus | Aug NQC | MUNI
563 | PG&E | FROGTN_1_UTICAA |  |  |  | 0 |  | Stockton | Tesla-Bellota, Stanislaus | Not Modeled Aug NQC | Market
564 | PG&E | FROGTN_1_UTICAM |  |  |  | 0 |  | Stockton | Tesla-Bellota, Stanislaus | Not Modeled Aug NQC | Market
565 | PG&E | LOCKFD_1_BEARCK |  |  |  | 0 |  | Stockton | Tesla-Bellota | Not Modeled Aug NQC | Solar
566 | PG&E | LOCKFD_1_KSOLAR |  |  |  | 0 |  | Stockton | Tesla-Bellota | Not Modeled Aug NQC | Solar
567 | PG&E | LODI25_2_UNIT 1 | 38120 | LODI25CT | 13.8 | 0 | 1 | Stockton | Lockeford |  | MUNI
568 | PG&E | MANTEC_1_ML1SR1 |  |  |  | 0 |  | Stockton | Tesla-Bellota | Not modeled Energy Only | Solar
569 | PG&E | NORCNV_1_NCVBT1 | 365141 | Q1109BESS | 34.5 | 0 | 1 | Stockton | Tesla-Bellota |  | Battery
570 | PG&E | PALSEL_6_PLSBT1 | 366966 | Q1350BESS | 34.5 | 0 | 1 | Stockton | Tesla-Bellota |  | Battery
571 | PG&E | PALSEL_6_PLSSR1 | 366130 | Q1350SPV1 | 34.5 | 0 | 1 | Stockton | Tesla-Bellota | Aug NQC | Solar
572 | PG&E | PALSEL_6_PLSSR1 | 366131 | Q1350SPV2 | 34.5 | 0 | 1 | Stockton | Tesla-Bellota | Aug NQC | Solar
573 | PG&E | PEORIA_1_SOLAR |  |  |  | 0 |  | Stockton | Tesla-Bellota, Stanislaus | Not modeled Aug NQC | Solar
574 | PG&E | PHOENX_1_UNIT |  |  |  | 0 |  | Stockton | Tesla-Bellota, Stanislaus | Not modeled Aug NQC | Market
575 | PG&E | SCHLTE_1_PL1X3 | 33805 | GWFTRCY1 | 13.8 | 0 | 1 | Stockton | Tesla-Bellota |  | Market
576 | PG&E | SCHLTE_1_PL1X3 | 33807 | GWFTRCY2 | 13.8 | 0 | 1 | Stockton | Tesla-Bellota |  | Market
577 | PG&E | SCHLTE_1_PL1X3 | 33811 | GWFTRCY3 | 13.8 | 0 | 1 | Stockton | Tesla-Bellota |  | Market
578 | PG&E | SMPRIP_1_SMPSON | 33810 | RIPONCOGEN | 13.8 | 46.05 | 1 | Stockton | Tesla-Bellota | Aug NQC | Market
579 | PG&E | SNDBAR_7_UNIT 1 | 34060 | SANDBAR | 13.8 | 0 | 1 | Stockton | Tesla-Bellota, Stanislaus | Aug NQC | MUNI
580 | PG&E | SPIFBD_1_PL1X2 | 34055 | SPISONORA | 13.8 | 0 | 1 | Stockton | Tesla-Bellota, Stanislaus | Aug NQC | Market
581 | PG&E | SPRGAP_1_UNIT 1 | 34078 | SPRNGGAPPH | 6.6 | 0 | 1 | Stockton | Tesla-Bellota, Stanislaus | Aug NQC | Market
582 | PG&E | STANIS_7_UNIT 1 | 34062 | STANISLAUSPH | 13.8 | 0 | 1 | Stockton | Tesla-Bellota, Stanislaus | Aug NQC | Market
583 | PG&E | TULLCK_7_UNITS | 34076 | TULLOCH | 6.9 | 0 | 1 | Stockton | Tesla-Bellota | Aug NQC | MUNI
584 | PG&E | TULLCK_7_UNITS | 34076 | TULLOCH | 6.9 | 0 | 2 | Stockton | Tesla-Bellota | Aug NQC | MUNI
585 | PG&E | TULLCK_7_UNITS | 34076 | TULLOCH | 6.9 | 0 | 3 | Stockton | Tesla-Bellota | Aug NQC | MUNI
586 | PG&E | ULTPCH_1_UCSBT1 | 365769 | Q1116BESS | 0.55 | 0 | 2 | Stockton | Tesla-Bellota, Stanislaus | No NQC - est. data | Battery
587 | PG&E | ULTPCH_1_UNIT 1 | 34050 | CHINESESTA | 12.47 | 0 | 1 | Stockton | Tesla-Bellota, Stanislaus | Aug NQC | Market
588 | PG&E | VLYHOM_7_SSJID |  |  |  | 0 |  | Stockton | Tesla-Bellota, Stanislaus | Not modeled Aug NQC | MUNI
589 | PG&E | ZZZ_New Unit | 365556 | SAFEWAYB | 12.5 | 0 | RN | Stockton | Tesla-Bellota | Energy Only | Market
590 | PG&E | ZZZ_New Unit | 365558 | TESLAMTR | 12.47 | 0 | RN | Stockton | Tesla-Bellota | Energy Only | Market
591 | SCE | ACACIA_6_SOLAR | 29878 | ACACIA_G | 0.48 | 0 | 1 | BC/Ventura |  | Aug NQC | Solar
592 | SCE | ALAMO_6_UNIT | 25653 | ALAMO SC | 13.8 | 0 | 1 | BC/Ventura |  | Aug NQC | MUNI
593 | SCE | BGSKYN_2_AS2SR1 | 29773 | ANT2_EXP2_G | 0.63 | 0 | 1 | BC/Ventura |  | Aug NQC | Solar
594 | SCE | BGSKYN_2_ASPSR2 | 29771 | ANT2_SPB_G | 0.6 | 0 | 1 | BC/Ventura |  | No NQC - est. data | Solar
595 | SCE | BGSKYN_2_ASSR1B | 29775 | ANT2_EXP1B_G | 0.66 | 0 | 1 | BC/Ventura |  | Aug NQC | Solar
596 | SCE | BGSKYN_2_ASSR3A | 29774 | ANT2_EXP3A_G | 0.63 | 0 | 1 | BC/Ventura |  | Aug NQC | Solar
597 | SCE | BGSKYN_2_ASSR3B | 29569 | ANT2_EXP3B_G | 0.63 | 0 | 1 | BC/Ventura |  | Aug NQC | Solar
598 | SCE | BGSKYN_2_BS3SR3 | 29776 | ANT2_SPA_G | 0.6 | 0 | 1 | BC/Ventura |  | Aug NQC | Solar
599 | SCE | BIGCRK_2_EXESWD | 24306 | B CRK1-1 | 7.2 | 0 | 1 | BC/Ventura | Rector, Vestal | Aug NQC | Market
600 | SCE | BIGCRK_2_EXESWD | 24308 | B CRK2-1 | 13.8 | 0 | 1 | BC/Ventura | Rector, Vestal | Aug NQC | Market
601 | SCE | BIGCRK_2_EXESWD | 24311 | B CRK3-1 | 13.8 | 0 | 1 | BC/Ventura | Rector, Vestal | Aug NQC | Market
602 | SCE | BIGCRK_2_EXESWD | 24317 | MAMOTH1G | 13.8 | 0 | 1 | BC/Ventura | Rector, Vestal | Aug NQC | Market
603 | SCE | BIGCRK_2_EXESWD | 24323 | PORTAL | 4.8 | 0 | 1 | BC/Ventura | Rector, Vestal | Aug NQC | Market
604 | SCE | BIGCRK_2_EXESWD | 24306 | B CRK1-1 | 7.2 | 0 | 2 | BC/Ventura | Rector, Vestal | Aug NQC | Market
605 | SCE | BIGCRK_2_EXESWD | 24308 | B CRK2-1 | 13.8 | 0 | 2 | BC/Ventura | Rector, Vestal | Aug NQC | Market
606 | SCE | BIGCRK_2_EXESWD | 24311 | B CRK3-1 | 13.8 | 0 | 2 | BC/Ventura | Rector, Vestal | Aug NQC | Market
607 | SCE | BIGCRK_2_EXESWD | 24318 | MAMOTH2G | 13.8 | 0 | 2 | BC/Ventura | Rector, Vestal | Aug NQC | Market
608 | SCE | BIGCRK_2_EXESWD | 24307 | B CRK1-2 | 13.8 | 0 | 3 | BC/Ventura | Rector, Vestal | Aug NQC | Market
609 | SCE | BIGCRK_2_EXESWD | 24309 | B CRK2-2 | 7.2 | 0 | 3 | BC/Ventura | Rector, Vestal | Aug NQC | Market
610 | SCE | BIGCRK_2_EXESWD | 24312 | B CRK3-2 | 13.8 | 0 | 3 | BC/Ventura | Rector, Vestal | Aug NQC | Market
611 | SCE | BIGCRK_2_EXESWD | 24307 | B CRK1-2 | 13.8 | 0 | 4 | BC/Ventura | Rector, Vestal | Aug NQC | Market
612 | SCE | BIGCRK_2_EXESWD | 24309 | B CRK2-2 | 7.2 | 0 | 4 | BC/Ventura | Rector, Vestal | Aug NQC | Market
613 | SCE | BIGCRK_2_EXESWD | 24312 | B CRK3-2 | 13.8 | 0 | 4 | BC/Ventura | Rector, Vestal | Aug NQC | Market
614 | SCE | BIGCRK_2_EXESWD | 24310 | B CRK2-3 | 7.2 | 0 | 5 | BC/Ventura | Rector, Vestal | Aug NQC | Market
615 | SCE | BIGCRK_2_EXESWD | 24313 | B CRK3-3 | 13.8 | 0 | 5 | BC/Ventura | Rector, Vestal | Aug NQC | Market
616 | SCE | BIGCRK_2_EXESWD | 24310 | B CRK2-3 | 7.2 | 0 | 6 | BC/Ventura | Rector, Vestal | Aug NQC | Market
617 | SCE | BIGCRK_2_EXESWD | 24314 | B CRK 4 | 11.5 | 0 | 41 | BC/Ventura | Rector, Vestal | Aug NQC | Market
618 | SCE | BIGCRK_2_EXESWD | 24314 | B CRK 4 | 11.5 | 0 | 42 | BC/Ventura | Rector, Vestal | Aug NQC | Market
619 | SCE | BIGCRK_2_EXESWD | 24315 | B CRK 8 | 13.8 | 0 | 81 | BC/Ventura | Rector, Vestal | Aug NQC | Market
620 | SCE | BIGCRK_2_EXESWD | 24315 | B CRK 8 | 13.8 | 0 | 82 | BC/Ventura | Rector, Vestal | Aug NQC | Market
621 | SCE | BIGCRK_7_DAM7 |  |  |  | 0 |  | BC/Ventura | Rector, Vestal | Not modeled Energy Only | Market
622 | SCE | BIGCRK_7_MAMRES |  |  |  | 0 |  | BC/Ventura | Rector, Vestal | Not modeled Energy Only | Market
623 | SCE | BIGSKY_2_AS2BT1 | 29792 | ANTLP2_P6A_G | 0.69 | 0 | 1 | BC/Ventura |  |  | Battery
624 | SCE | BIGSKY_2_ASLBT2 | 29767 | ANT2_LAB_G | 0.69 | 0 | 1 | BC/Ventura |  |  | Battery
625 | SCE | BIGSKY_2_BSKSR6 | 29736 | BSKY_G_BA | 0.645 | 0 | 1 | BC/Ventura |  | Aug NQC | Solar
626 | SCE | BIGSKY_2_BSKSR7 | 29742 | BSKY_G_BC | 0.645 | 0 | 1 | BC/Ventura |  | Aug NQC | Solar
627 | SCE | BIGSKY_2_BSKSR8 | 29739 | BSKY_G_BB | 0.645 | 0 | 1 | BC/Ventura |  | Aug NQC | Solar
628 | SCE | BIGSKY_2_SOLAR1 | 29724 | BSKY_G_ABSR | 0.42 | 0 | 1 | BC/Ventura |  | Aug NQC | Solar
629 | SCE | BIGSKY_2_SOLAR2 | 29730 | BSKY_G_SOLV | 0.42 | 0 | 1 | BC/Ventura |  | Aug NQC | Solar
630 | SCE | BIGSKY_2_SOLAR3 | 29727 | BSKY_G_SMR | 0.42 | 0 | 1 | BC/Ventura |  | Aug NQC | Solar
631 | SCE | BIGSKY_2_SOLAR4 | 29701 | BSKY_G_ESWA | 0.42 | 0 | 1 | BC/Ventura |  | Aug NQC | Solar
632 | SCE | BIGSKY_2_SOLAR5 | 29733 | BSKY_G_DR12 | 0.44 | 0 | 1 | BC/Ventura |  | Aug NQC | Solar
633 | SCE | BIGSKY_2_SOLAR6 | 29745 | BSKY_G_DSR3 | 0.6 | 0 | 1 | BC/Ventura |  | Aug NQC | Solar
634 | SCE | BIGSKY_2_SOLAR7 | 29733 | BSKY_G_DSR12 | 0.44 | 0 | 1 | BC/Ventura |  | Aug NQC | Solar
635 | SCE | CEDUCR_2_SOLAR1 | 25049 | DUCOR1 | 0.385 | 0 | EQ | BC/Ventura | Vestal | Energy Only | Solar
636 | SCE | CEDUCR_2_SOLAR2 | 25052 | DUCOR2 | 0.385 | 0 | EQ | BC/Ventura | Vestal | Energy Only | Solar
637 | SCE | CEDUCR_2_SOLAR3 | 25055 | DUCOR3 | 0.385 | 0 | EQ | BC/Ventura | Vestal | Energy Only | Solar
638 | SCE | CEDUCR_2_SOLAR4 | 25058 | DUCOR4 | 0.385 | 0 | EQ | BC/Ventura | Vestal | Energy Only | Solar
639 | SCE | CHARMN_2_PGONG1 | 24340 | CHARMIN | 13.8 | 0 | 1 | BC/Ventura | S.Clara, Moorpark |  | QF/Selfgen
640 | SCE | DELSUR_6_BSOLAR | 25802 | DELSUR_PV_FD | 12.47 | 0 | EQ | BC/Ventura |  | Aug NQC | Solar
641 | SCE | DELSUR_6_CREST |  |  |  | 0 |  | BC/Ventura |  | Not modeled Energy Only | Market
642 | SCE | DELSUR_6_DRYFRB |  |  |  | 0 |  | BC/Ventura |  | Not modeled Aug NQC | Market
643 | SCE | DELSUR_6_HORSR1 |  |  |  | 0 |  | BC/Ventura |  | Not modeled Energy Only | Solar
644 | SCE | DELSUR_6_SOLAR1 | 25803 | DELSUR_BS_FD | 12.47 | 0 | EQ | BC/Ventura |  | Aug NQC | Solar
645 | SCE | DELSUR_6_SOLAR4 |  |  |  | 0 |  | BC/Ventura |  | Not modeled Energy Only | Solar
646 | SCE | DELSUR_6_SOLAR5 |  |  |  | 0 |  | BC/Ventura |  | Not modeled Energy Only | Solar
647 | SCE | EASTWD_7_UNIT | 24319 | EASTWOOD | 13.8 | 0 | 1 | BC/Ventura | Rector, Vestal |  | Market
648 | SCE | EDMONS_2_NSPIN | 25605 | EDMON1AP | 14.4 | 0 | 1 | BC/Ventura |  | Pumps | MUNI
649 | SCE | EDMONS_2_NSPIN | 25606 | EDMON2AP | 14.4 | 0 | 2 | BC/Ventura |  | Pumps | MUNI
650 | SCE | EDMONS_2_NSPIN | 25607 | EDMON3AP | 14.4 | 0 | 3 | BC/Ventura |  | Pumps | MUNI
651 | SCE | EDMONS_2_NSPIN | 25607 | EDMON3AP | 14.4 | 0 | 4 | BC/Ventura |  | Pumps | MUNI
652 | SCE | EDMONS_2_NSPIN | 25608 | EDMON4AP | 14.4 | 0 | 5 | BC/Ventura |  | Pumps | MUNI
653 | SCE | EDMONS_2_NSPIN | 25608 | EDMON4AP | 14.4 | 0 | 6 | BC/Ventura |  | Pumps | MUNI
654 | SCE | EDMONS_2_NSPIN | 25609 | EDMON5AP | 14.4 | 0 | 7 | BC/Ventura |  | Pumps | MUNI
655 | SCE | EDMONS_2_NSPIN | 25609 | EDMON5AP | 14.4 | 0 | 8 | BC/Ventura |  | Pumps | MUNI
656 | SCE | EDMONS_2_NSPIN | 25610 | EDMON6AP | 14.4 | 0 | 9 | BC/Ventura |  | Pumps | MUNI
657 | SCE | EDMONS_2_NSPIN | 25610 | EDMON6AP | 14.4 | 0 | 10 | BC/Ventura |  | Pumps | MUNI
658 | SCE | EDMONS_2_NSPIN | 25611 | EDMON7AP | 14.4 | 0 | 11 | BC/Ventura |  | Pumps | MUNI
659 | SCE | EDMONS_2_NSPIN | 25611 | EDMON7AP | 14.4 | 0 | 12 | BC/Ventura |  | Pumps | MUNI
660 | SCE | EDMONS_2_NSPIN | 25612 | EDMON8AP | 14.4 | 0 | 13 | BC/Ventura |  | Pumps | MUNI
661 | SCE | EDMONS_2_NSPIN | 25612 | EDMON8AP | 14.4 | 0 | 14 | BC/Ventura |  | Pumps | MUNI
662 | SCE | GLDFGR_6_SOLAR1 | 25079 | PRIDE B G | 0.64 | 0 | 1 | BC/Ventura |  | Aug NQC | Solar
663 | SCE | GLDFGR_6_SOLAR2 | 25169 | PRIDE C G | 0.64 | 0 | 1 | BC/Ventura |  | Aug NQC | Solar
664 | SCE | GLOW_6_SOLAR | 29896 | APPINV | 0.42 | 0 | 1 | BC/Ventura |  | Energy Only | Solar
665 | SCE | GOLETA_2_GE2BT3 | 29827 | WDT1454_EQ_G | 0.48 | 0 | 1 | BC/Ventura | S.Clara, Moorpark, Goleta |  | Battery
666 | SCE | GOLETA_2_VALBT1 | 25726 | VALLECITO | 0.505 | 0 | 1 | BC/Ventura | S.Clara, Moorpark, Goleta |  | Battery
667 | SCE | GOLETA_6_ELLWOD | 29004 | ELLWOOD | 13.8 | 0 | 1 | BC/Ventura | S.Clara, Moorpark, Goleta |  | Market
668 | SCE | GOLETA_6_EXGEN | 24362 | EXGEN2 | 13.8 | 0 | G1 | BC/Ventura | S.Clara, Moorpark, Goleta | Aug NQC - Currently out of service | QF/Selfgen
669 | SCE | GOLETA_6_EXGEN | 24326 | EXGEN1 | 13.8 | 0 | S1 | BC/Ventura | S.Clara, Moorpark, Goleta | Aug NQC - Currently out of service | QF/Selfgen
670 | SCE | LEBECS_2_UNITS | 29051 | PSTRIAG1 | 18 | 0 | G1 | BC/Ventura |  | Aug NQC | Market
671 | SCE | LEBECS_2_UNITS | 29052 | PSTRIAG2 | 18 | 0 | G2 | BC/Ventura |  | Aug NQC | Market
672 | SCE | LEBECS_2_UNITS | 29054 | PSTRIAG3 | 18 | 0 | G3 | BC/Ventura |  | Aug NQC | Market
673 | SCE | LEBECS_2_UNITS | 29053 | PSTRIAS1 | 18 | 0 | S1 | BC/Ventura |  | Aug NQC | Market
674 | SCE | LEBECS_2_UNITS | 29055 | PSTRIAS2 | 18 | 0 | S2 | BC/Ventura |  | Aug NQC | Market
675 | SCE | LITLRK_6_GBCSR1 |  |  |  | 0 |  | BC/Ventura |  | Not modeled Aug NQC | Solar
676 | SCE | LITLRK_6_SEPV01 |  |  |  | 0 |  | BC/Ventura |  | Not moleded Energy Only | Market
677 | SCE | LITLRK_6_SOLAR1 | 25840 | LITLRCK FD | 12.47 | 0 | EQ | BC/Ventura |  | Aug NQC | Solar
678 | SCE | LITLRK_6_SOLAR2 | 25840 | LITLRCK FD | 12.47 | 0 | EQ | BC/Ventura |  | Aug NQC | Solar
679 | SCE | LITLRK_6_SOLAR3 | 25840 | LITLRCK FD | 12.47 | 0 | EQ | BC/Ventura |  | Aug NQC | Solar
680 | SCE | LITLRK_6_SOLAR4 | 25840 | LITLRCK FD | 12.47 | 0 | EQ | BC/Ventura |  | Aug NQC | Solar
681 | SCE | LNCSTR_6_CREST |  |  |  | 0 |  | BC/Ventura |  | Not modeled Energy Only | Market
682 | SCE | LNCSTR_6_SOLAR2 | 25796 | LANCSTR FD1 | 12.47 | 0 | EQ | BC/Ventura |  | Aug NQC | Solar
683 | SCE | MNDALY_6_MCGRTH | 29306 | MCGPKGEN | 13.8 | 0 | 1 | BC/Ventura | S.Clara, Moorpark |  | Market
684 | SCE | MOORPK_2_ACOBT1 |  |  |  | 0 |  | BC/Ventura | Moorpark | Not modeled | Battery
685 | SCE | MOORPK_2_CALABS | 25081 | WDT251 | 13.8 | 0 | EQ | BC/Ventura | Moorpark | Aug NQC | Market
686 | SCE | MOORPK_6_QF | 240100 | MOORARK EQFD | 16 | 0 | B | BC/Ventura | Moorpark | Aug NQC | Market
687 | SCE | MOORPK_6_QF | 240100 | MOORARK EQFD | 16 | 0 | HY | BC/Ventura | Moorpark | Aug NQC | Market
688 | SCE | MOORPK_6_QF | 240100 | MOORARK EQFD | 16 | 0 | PV | BC/Ventura | Moorpark | Aug NQC | Market
689 | SCE | MOORPK_6_QF | 240100 | MOORARK EQFD | 16 | 0 | T | BC/Ventura | Moorpark | Aug NQC | Market
690 | SCE | NEENCH_6_SOLAR | 29900 | ALPINE_G | 0.48 | 0 | 1 | BC/Ventura |  | Aug NQC | Solar
691 | SCE | NOAKS_2_PESBT1 | 240433 | WDT1649_G | 0.385 | 0 | 1 | BC/Ventura |  |  | Battery
692 | SCE | OASIS_6_AR4SR3 |  |  |  | 0 |  | BC/Ventura |  | Not modeled Energy Only | Solar
693 | SCE | OASIS_6_GBDSR4 |  |  |  | 0 |  | BC/Ventura |  | Not modeled Aug NQC | Solar
694 | SCE | OASIS_6_SOLAR1 | 25095 | SOLARISG2 | 0.2 | 0 | 2 | BC/Ventura |  | Energy Only | Solar
695 | SCE | OASIS_6_SOLAR2 | 25075 | SOLARISG | 0.2 | 0 | 1 | BC/Ventura |  | Aug NQC | Solar
696 | SCE | OASIS_6_SOLAR3 |  |  |  | 0 |  | BC/Ventura |  | Not modeled Energy Only | Solar
697 | SCE | OMAR_2_UNIT 1 | 24102 | OMAR 1G | 13.8 | 0 | 1 | BC/Ventura |  |  | Net Seller
698 | SCE | OMAR_2_UNIT 2 | 24103 | OMAR 2G | 13.8 | 0 | 2 | BC/Ventura |  |  | Net Seller
699 | SCE | OMAR_2_UNIT 3 | 24104 | OMAR 3G | 13.8 | 0 | 3 | BC/Ventura |  |  | Net Seller
700 | SCE | OMAR_2_UNIT 4 | 24105 | OMAR 4G | 13.8 | 0 | 4 | BC/Ventura |  |  | Net Seller
701 | SCE | ORMOND_7_UNIT 1 | 24107 | ORMOND1G | 26 | 0 | R1 | BC/Ventura | Moorpark | Strategic Reserve | Market
702 | SCE | ORMOND_7_UNIT 2 | 24108 | ORMOND2G | 26 | 0 | 2 | BC/Ventura | Moorpark | Strategic Reserve | Market
703 | SCE | OSO_6_NSPIN | 25614 | OSO A P | 13.2 | 0 | 1 | BC/Ventura |  | Pumps | MUNI
704 | SCE | OSO_6_NSPIN | 25614 | OSO A P | 13.2 | 0 | 2 | BC/Ventura |  | Pumps | MUNI
705 | SCE | OSO_6_NSPIN | 25614 | OSO A P | 13.2 | 0 | 3 | BC/Ventura |  | Pumps | MUNI
706 | SCE | OSO_6_NSPIN | 25614 | OSO A P | 13.2 | 0 | 4 | BC/Ventura |  | Pumps | MUNI
707 | SCE | OSO_6_NSPIN | 25615 | OSO B P | 13.2 | 0 | 5 | BC/Ventura |  | Pumps | MUNI
708 | SCE | OSO_6_NSPIN | 25615 | OSO B P | 13.2 | 0 | 6 | BC/Ventura |  | Pumps | MUNI
709 | SCE | OSO_6_NSPIN | 25615 | OSO B P | 13.2 | 0 | 7 | BC/Ventura |  | Pumps | MUNI
710 | SCE | OSO_6_NSPIN | 25615 | OSO B P | 13.2 | 0 | 8 | BC/Ventura |  | Pumps | MUNI
711 | SCE | PIUTE_6_GNBSR1 | 25840 | LITLRCK FD | 12.47 | 0 | EQ | BC/Ventura |  | Aug NQC | Solar
712 | SCE | PLAINV_6_BSOLAR | 29917 | SSOLAR_GRWKS | 0.8 | 0 | 1 | BC/Ventura |  | Energy Only | Solar
713 | SCE | PLAINV_6_DSOLAR | 29914 | WADR_PV | 0.42 | 0 | 1 | BC/Ventura |  | Aug NQC | Solar
714 | SCE | PLAINV_6_NLRSR1 | 29921 | NLR_INVTR | 0.42 | 0 | 1 | BC/Ventura |  | Energy Only | Solar
715 | SCE | PLAINV_6_SOLAR3 | 25089 | CNTRL ANT G | 0.42 | 0 | 1 | BC/Ventura |  | Energy Only | Solar
716 | SCE | PLAINV_6_SOLARC | 25086 | SIRA SOLAR G | 0.8 | 0 | 1 | BC/Ventura |  | Energy Only | Solar
717 | SCE | PMDLET_6_SOLAR1 | 29926 | SEPV_PE_G | 0.8 | 0 | 1 | BC/Ventura |  | AugNQC | Solar
718 | SCE | POLRIS_2_ASEBT1 | 29565 | ANTLP2_P10_G2 | 0.69 | 0 | 2 | BC/Ventura |  | Aug NQC | Battery
719 | SCE | POLRIS_2_ASESR1 | 29782 | ANTLP2_P10G1 | 0.63 | 0 | 1 | BC/Ventura |  | Aug NQC | Solar
720 | SCE | POLRIS_2_ASRBT1 | 29563 | ANTLP2_P9_G2 | 0.69 | 0 | 1 | BC/Ventura |  | Aug NQC | Battery
721 | SCE | POLRIS_2_ASRSR1 | 29561 | ANTLP2_P9_G1 | 0.63 | 0 | 1 | BC/Ventura |  | Aug NQC | Solar
722 | SCE | RECTOR_2_CREST |  |  |  | 0 |  | BC/Ventura | Rector, Vestal | Not modeled Energy Only | Market
723 | SCE | RECTOR_2_IVANPV |  |  |  | 0 |  | BC/Ventura | Rector, Vestal | Not modeled Energy Only | Solar
724 | SCE | RECTOR_2_KAWEAH | 25755 | KAWEAH1G | 2.4 | 0 | 1 | BC/Ventura | Rector, Vestal | Aug NQC | Market
725 | SCE | RECTOR_2_KAWEAH | 25756 | KAWEAH3G | 2.4 | 0 | 1 | BC/Ventura | Rector, Vestal | Aug NQC | Market
726 | SCE | RECTOR_2_KAWEAH | 25754 | KAWEAH2G | 2.4 | 0 | 2 | BC/Ventura | Rector, Vestal | Aug NQC | Market
727 | SCE | RECTOR_2_KAWH 1 | 24370 | KAWGEN | 13.8 | 0 | 1 | BC/Ventura | Rector, Vestal | Aug NQC | Market
728 | SCE | RECTOR_2_QF |  |  |  | 0 |  | BC/Ventura | Rector, Vestal | Aug NQC | Net Seller
729 | SCE | RECTOR_2_TFDBM1 |  |  |  | 0 |  | BC/Ventura | Rector, Vestal | Not modeled Energy Only | Market
730 | SCE | RECTOR_2_VISSR1 |  |  |  | 0 |  | BC/Ventura | Rector, Vestal | Not modeled Energy Only | Solar
731 | SCE | RECTOR_7_TULARE |  |  |  | 0 |  | BC/Ventura | Rector, Vestal | Not modeled Aug NQC | Market
732 | SCE | REDMAN_2_SOLAR |  |  |  | 0 |  | BC/Ventura |  | Not modeled Aug NQC | Solar
733 | SCE | REDMAN_6_AVSSR1 |  |  |  | 0 |  | BC/Ventura |  | Not modeled Aug NQC | Solar
734 | SCE | REXFRD_2_RSFBX2 |  |  |  | 0 |  | BC/Ventura |  | Not modeled | Battery
735 | SCE | REXFRD_2_RSFSX2 |  |  |  | 0 |  | BC/Ventura |  | Not modeled | Solar
736 | SCE | ROSMND_6_SOLAR |  |  |  | 0 |  | BC/Ventura |  | Not modeled Aug NQC | Solar
737 | SCE | RSMSLR_6_SOLAR1 | 29884 | DAWNGEN | 0.8 | 0 | EQ | BC/Ventura |  | Aug NQC | Solar
738 | SCE | RSMSLR_6_SOLAR2 | 29888 | TWILGHTG | 0.8 | 0 | EQ | BC/Ventura |  | Aug NQC | Solar
739 | SCE | SAUGUS_2_SPESBT1 | 240418 | WDT1532_G | 0.48 | 0 | 1 | BC/Ventura |  |  | Battery
740 | SCE | SAUGUS_6_CREST |  |  |  | 0 |  | BC/Ventura |  | Not modeled Energy Only | Market
741 | SCE | SAUGUS_6_MWDFTH | 25721 | FOOTHILL | 66 | 0 | EQ | BC/Ventura |  | Aug NQC | MUNI
742 | SCE | SAUGUS_6_QF |  |  |  | 0 |  | BC/Ventura |  | Not modeled Aug NQC | QF/Selfgen
743 | SCE | SAUGUS_7_CHIQCN |  |  |  | 0 |  | BC/Ventura |  | Not modeled Aug NQC | Market
744 | SCE | SHUTLE_6_RUISR1 | 25800 | ANTELOPE EQFD | 12.47 | 0 | P1 | BC/Ventura |  | Energy Only | Solar
745 | SCE | SNCLRA_2_BWEBT1 |  |  |  | 0 |  | BC/Ventura | S.Clara, Moorpark | Not modeled | Battery
746 | SCE | SNCLRA_2_HOWLNG |  |  |  | 0 |  | BC/Ventura | S.Clara, Moorpark | Not modeled Aug NQC | Market
747 | SCE | SNCLRA_2_SILBT1 | 25899 | WDT1520_G | 0.48 | 0 | EQ | BC/Ventura | S.Clara, Moorpark |  | Battery
748 | SCE | SNCLRA_2_SPRHYD | 240104 | S.CLARA EQFD | 16 | 0 | T | BC/Ventura | S.Clara, Moorpark | Aug NQC | Market
749 | SCE | SNCLRA_2_UNIT | 29952 | CAMGEN | 13.8 | 0 | D1 | BC/Ventura | S.Clara, Moorpark |  | Market
750 | SCE | SNCLRA_2_UNIT1 | 24159 | WILLAMET | 3.8 | 0 | D1 | BC/Ventura | S.Clara, Moorpark | Aug NQC | Market
751 | SCE | SNCLRA_2_VESBT1 | 29824 | SATICOY_BESS | 0.505 | 0 | 1 | BC/Ventura | S.Clara, Moorpark |  | Battery
752 | SCE | SNCLRA_6_OXGEN | 24110 | OXGEN | 13.8 | 0 | D1 | BC/Ventura | S.Clara, Moorpark |  | QF/Selfgen
753 | SCE | SNCLRA_6_PROCGN | 24119 | PROCGEN | 13.8 | 0 | D1 | BC/Ventura | S.Clara, Moorpark | Aug NQC | QF/Selfgen
754 | SCE | SNCLRA_6_QF | 240104 | S.CLARA EQFD | 16 | 0 | PV | BC/Ventura | S.Clara, Moorpark | Aug NQC | QF/Selfgen
755 | SCE | SPRGVL_2_CREST |  |  |  | 0 |  | BC/Ventura | Rector, Vestal | Not modeled Energy Only | Market
756 | SCE | SPRGVL_2_EXETPV |  |  |  | 0 |  | BC/Ventura | Rector, Vestal | Not modeled Energy Only | Market
757 | SCE | SPRGVL_2_LINDPV |  |  |  | 0 |  | BC/Ventura | Rector, Vestal | Not modeled Energy Only | Market
758 | SCE | SPRGVL_2_PORTPV |  |  |  | 0 |  | BC/Ventura | Rector, Vestal | Not modeled Energy Only | Market
759 | SCE | SPRGVL_2_SUCCES |  |  |  | 0 |  | BC/Ventura | Rector, Vestal | Not modeled | Market
760 | SCE | SPRGVL_2_TULESC | 25715 | TULE | 2.4 | 0 | 1 | BC/Ventura | Rector, Vestal | Aug NQC | Market
761 | SCE | SUNSHN_2_LNDFL | 29954 | SUNSHINE | 13.66 | 0 | 1 | BC/Ventura |  | Aug NQC | Market
762 | SCE | SUNSHN_2_LNDFL | 29954 | SUNSHINE | 13.66 | 0 | 2 | BC/Ventura |  | Aug NQC | Market
763 | SCE | SUNSHN_2_LNDFL | 29954 | SUNSHINE | 13.66 | 0 | 3 | BC/Ventura |  | Aug NQC | Market
764 | SCE | SUNSHN_2_LNDFL | 29954 | SUNSHINE | 13.66 | 0 | 4 | BC/Ventura |  | Aug NQC | Market
765 | SCE | SUNSHN_2_LNDFL | 29954 | SUNSHINE | 13.66 | 0 | 5 | BC/Ventura |  | Aug NQC | Market
766 | SCE | SYCAMR_2_UNIT 1 | 24143 | SYCCYN1G | 13.8 | 0 | 1 | BC/Ventura |  | Aug NQC | Net Seller
767 | SCE | SYCAMR_2_UNIT 2 | 24144 | SYCCYN2G | 13.8 | 0 | 2 | BC/Ventura |  | Aug NQC | Net Seller
768 | SCE | SYCAMR_2_UNIT 3 | 24145 | SYCCYN3G | 13.8 | 0 | 3 | BC/Ventura |  | Aug NQC | Net Seller
769 | SCE | SYCAMR_2_UNIT 4 | 24146 | SYCCYN4G | 13.8 | 0 | 4 | BC/Ventura |  | Aug NQC | Net Seller
770 | SCE | TENGEN_2_PL1X2 | 24148 | TENNGEN1 | 13.8 | 0 | D1 | BC/Ventura |  | Aug NQC | Net Seller
771 | SCE | TENGEN_2_PL1X2 | 24149 | TENNGEN2 | 13.8 | 0 | D2 | BC/Ventura |  | Aug NQC | Net Seller
772 | SCE | TULARE_2_TULBM1 |  |  |  | 0 |  | BC/Ventura |  | Not modeled Energy Only | Market
773 | SCE | VESTAL_2_BTNBT1 | 240406 | WDT1639-ES | 0.69 | 0 | 1 | BC/Ventura | Vestal |  | Battery
774 | SCE | VESTAL_2_KERN | 24372 | KERNRVR 3-1 | 11 | 0 | 1 | BC/Ventura | Vestal | Aug NQC | QF/Selfgen
775 | SCE | VESTAL_2_KERN | 24373 | KERNRVR 3-2 | 11 | 0 | 2 | BC/Ventura | Vestal | Aug NQC | QF/Selfgen
776 | SCE | VESTAL_2_RTS042 | 25874 | VESTAL EQFC | 12,47 | 0 | PV | BC/Ventura | Vestal | Energy Only | Market
777 | SCE | VESTAL_2_SOLAR1 | 25064 | TULRESLR_1G | 0.39 | 0 | 1 | BC/Ventura | Vestal | Aug NQC | Solar
778 | SCE | VESTAL_2_SOLAR2 | 25065 | TULRESLR_2G | 0.39 | 0 | 1 | BC/Ventura | Vestal | Aug NQC | Solar
779 | SCE | VESTAL_2_TS5SR1 | 25069 | WDT1490_PV | 0.36 | 0 | 1 | BC/Ventura | Vestal | Aug NQC | Solar
780 | SCE | VESTAL_2_UNIT1 | 25874 | VESTAL EQFC | 12.47 | 0 | SY | BC/Ventura | Vestal | Aug NQC | Market
781 | SCE | VESTAL_2_WELLHD | 24116 | WELLGEN | 13.8 | 0 | 1 | BC/Ventura | Vestal |  | Market
782 | SCE | VESTAL_6_QF | 29008 | LAKEGEN | 13.8 | 0 | 1 | BC/Ventura | Vestal | Aug NQC | Market
783 | SCE | VESTAL_6_QF | 25874 | VESTAL EQFC | 12,47 | 0 | HY | BC/Ventura | Vestal | Aug NQC | Market
784 | SCE | WARNE_2_UNIT | 25651 | WARNE1 | 13.8 | 0 | 1 | BC/Ventura |  | Aug NQC | MUNI
785 | SCE | WARNE_2_UNIT | 25652 | WARNE2 | 13.8 | 0 | 2 | BC/Ventura |  | Aug NQC | MUNI
786 | SCE | ZZ_GOLETA_2_QF | 240115 | GOLETA EQFD | 16 | 0 | SY | BC/Ventura | S.Clara, Moorpark, Goleta | No NQC - Pmax | Market
787 | SCE | ZZ_GOLETA_6_TR2BM2 | 240115 | GOLETA EQFD | 16 | 0 | HY | BC/Ventura | S.Clara, Moorpark, Goleta | No NQC - est. data | Market
788 | SCE | ZZ_OASIS_6_AR4SR1 | 25798 | OASIS FD | 12.47 | 0 | P3 | BC/Ventura |  | Energy Only | Solar
789 | SCE | ZZ_OASIS_6_AR4SR2 | 25798 | OASIS FD | 12.47 | 0 | P4 | BC/Ventura |  | Energy Only | Solar
790 | SCE | ZZ_OASIS_6_AR8SR3 | 25798 | OASIS FD | 12.47 | 0 | P2 | BC/Ventura |  | Energy Only | Solar
791 | SCE | ZZ_OASIS_6_MA4SR1 | 25798 | OASIS FD | 12.47 | 0 | EQ | BC/Ventura |  | Energy Only | Solar
792 | SCE | ZZ_OASIS_6_MA4SR1 | 25798 | OASIS FD | 12.47 | 0 | P1 | BC/Ventura |  | Energy Only | Solar
793 | SCE | ZZ_RDWAY_1_WA2SR3 | 25800 | ANTELOPE EQFD | 12.47 | 0 | P5 | BC/Ventura |  | Energy Only | Solar
794 | SCE | ZZ_RDWAY_1_WAISR2 | 25800 | ANTELOPE EQFD | 12.47 | 0 | P4 | BC/Ventura |  | Energy Only | Solar
795 | SCE | ZZ_RECTOR_2_SFVSR1 | 25855 | RECTOR EQFD | 12.47 | 0 | P5 | BC/Ventura | Rector, Vestal | Energy Only | Solar
796 | SCE | ZZ_RECTOR_2_SFVSR2 | 25855 | RECTOR EQFD | 12.47 | 0 | P6 | BC/Ventura | Rector, Vestal | Energy Only | Solar
797 | SCE | ZZ_RECTOR_2_SFVSR3 | 25855 | RECTOR EQFD | 12.47 | 0 | P7 | BC/Ventura | Rector, Vestal | Energy Only | Solar
798 | SCE | ZZ_RECTOR_2_SH1SR1 | 25855 | RECTOR EQFD | 12.47 | 0 | P3 | BC/Ventura | Rector, Vestal | Energy Only | Solar
799 | SCE | ZZ_RECTOR_2_SH2SR2 | 25855 | RECTOR EQFD | 12.47 | 0 | P4 | BC/Ventura | Rector, Vestal | Energy Only | Solar
800 | SCE | ZZ_RECTOR_2_STUSR1 | 25855 | RECTOR EQFD | 12.47 | 0 | P1 | BC/Ventura | Rector, Vestal | Energy Only | Solar
801 | SCE | ZZ_RECTOR_2_STUSR2 | 25855 | RECTOR EQFD | 12.47 | 0 | P2 | BC/Ventura | Rector, Vestal | Energy Only | Solar
802 | SCE | ZZ_SHUTLE_6_CREST | 25800 | ANTELOPE EQFD | 12.47 | 0 | EQ | BC/Ventura |  | Energy Only | Market
803 | SCE | ZZ_SHUTLE_6_RUISR2 | 25800 | ANTELOPE EQFD | 12.47 | 0 | P2 | BC/Ventura |  | Energy Only | Solar
804 | SCE | ZZ_SHUTLE_6_RUISR3 | 25800 | ANTELOPE EQFD | 12.47 | 0 | P3 | BC/Ventura |  | Energy Only | Solar
805 | SCE | ZZ_TULARE_2_TFCBM1 | 25855 | RECTOR EQFD | 12.47 | 0 | PV | BC/Ventura | Rector, Vestal | Energy Only | Solar
806 | SCE | ZZZ_New Unit | 240011 | ANODE_G1 | 34.5 | 0 | 1 | BC/Ventura | Rector, Vestal | Waiting TPD allocation | Battery
807 | SCE | ZZZ_New Unit | 240102 | NEENACH EQFD | 12.47 | 0 | 1 | BC/Ventura |  | Energy Only | Solar
808 | SCE | ZZZ_New Unit | 240461 | WDT1580_PV | 0.55 | 0 | 1 | BC/Ventura | Rector, Vestal | No NQC - est. data | Solar
809 | SCE | ZZZ_New Unit | 240525 | NST88338_G | 0.6 | 2.48 | 1 | BC/Ventura |  | No NQC - est. data | Solar
810 | SCE | ZZZ_New Unit | 241364 | WDT1380_G | 0.6 | 2.6 | 1 | BC/Ventura |  | No NQC - est. data | Solar
811 | SCE | ZZZ_New Unit | 25795 | WDT1539_G | 0.8 | 10 | 1 | BC/Ventura | S.Clara, Moorpark, Goleta | No NQC - Pmax | Battery
812 | SCE | ZZZ_New Unit | 240336 | DAWN_BESS | 0.63 | 12.5 | 1 | BC/Ventura |  | No NQC - est. data | Battery
813 | SCE | ZZZ_New Unit | 240338 | TWILIGHTL_BS | 0.63 | 12.5 | 1 | BC/Ventura |  | No NQC - est. data | Battery
814 | SCE | ZZZ_New Unit | 29345 | TOT833_PV | 0.55 | 15 | 1 | BC/Ventura |  | No NQC - est. data | Solar
815 | SCE | ZZZ_New Unit | 240695 | WDT1701_G | 0.69 | 15.5 | 1 | BC/Ventura | S.Clara, Moorpark | No NQC - est. data | Battery
816 | SCE | ZZZ_New Unit | 25965 | TOT896_G2PV | 0.55 | 18.76 | 1 | BC/Ventura | Vestal | No NQC - est. data | Solar
817 | SCE | ZZZ_New Unit | 25959 | TOT896_G1PV | 0.55 | 19.01 | 1 | BC/Ventura | Vestal | No NQC - est. data | Solar
818 | SCE | ZZZ_New Unit | 29566 | ANTLP2_P1BG2 | 0.69 | 25 | 1 | BC/Ventura |  | No NQC - est. data | Battery
819 | SCE | ZZZ_New Unit | 240463 | WDT1580_ES | 0.6 | 40 | 1 | BC/Ventura | Rector, Vestal | No NQC - est. data | Battery
820 | SCE | ZZZ_New Unit | 29836 | WDT1384_G | 0.63 | 50 | 1 | BC/Ventura | Vestal | No NQC - est. data | Hybrid
821 | SCE | ZZZ_New Unit | 240409 | WDT1650_G | 0.48 | 80 | 1 | BC/Ventura | Rector, Vestal | No NQC - est. data | Battery
822 | SCE | ZZZ_New Unit | 29342 | TOT833_BS | 0.55 | 82.5 | 1 | BC/Ventura |  | No NQC - Pmax | Battery
823 | SCE | ZZZ_New Unit | 25961 | TOT896_G1ST | 0.55 | 109.5 | 1 | BC/Ventura | Vestal | No NQC - Pmax | Battery
824 | SCE | ZZZ_New Unit | 25967 | TOT896_G2ST | 0.55 | 109.5 | 1 | BC/Ventura | Vestal | No NQC - Pmax | Battery
825 | SCE | ZZZ_New Unit | 241343 | TOT1089_G1 | 0.66 | 250 | 1 | BC/Ventura | Moorpark | No NQC - est. data | Battery
826 | SCE | ZZZ_New Unit | 241344 | TOT1089_G2 | 0.66 | 250 | 1 | BC/Ventura | Moorpark | No NQC - est. data | Battery
827 | SCE | ZZZ_New Unit | 240014 | ANODE_G2 | 34.5 | 0 | 2 | BC/Ventura | Rector, Vestal | Waiting TPD allocation | Battery
828 | SCE | ZZZ_New Unit | 240425 | WDT1710_G | 16 | 15 | BS | BC/Ventura |  | No NQC - est. data | Battery
829 | SCE | ZZZ_New Unit | 25867 | SPRNGVL | 12.47 | 0 | EN | BC/Ventura | Rector, Vestal | No NQC - est. data | Market
830 | SCE | ZZZ_New Unit | 240115 | GOLETA EQFD | 16 | 0.2 | FC | BC/Ventura | S.Clara, Moorpark, Goleta | No NQC - est. data | Market
831 | SCE | ZZZ_New Unit | 25865 | SUAGUS EQFD | 12.47 | 1 | HY | BC/Ventura |  | No NQC - est. data | Market
832 | SCE | ZZZ_New Unit | 25867 | SPRNGVL | 12.47 | 0 | P1 | BC/Ventura | Rector, Vestal | No NQC - est. data | Market
833 | SCE | ZZZ_New Unit | 25867 | SPRNGVL | 12.47 | 0 | P2 | BC/Ventura | Rector, Vestal | No NQC - est. data | Market
834 | SCE | ZZZ_New Unit | 25867 | SPRNGVL | 12.47 | 0 | PV | BC/Ventura | Rector, Vestal | Energy Only | Solar
835 | SCE | ZZZ_New Unit | 25865 | SUAGUS EQFD | 12.47 | 0 | PV | BC/Ventura |  | Energy Only | Solar
836 | SCE | ZZZ_New Unit | 240110 | GFID8045 | 16 | 0 | SC | BC/Ventura | S.Clara, Moorpark | Energy Only | Market
837 | SCE | ZZZ_New Unit | 25865 | SUAGUS EQFD | 12.47 | 19 | T | BC/Ventura |  | No NQC - est. data | Market
838 | SCE | ALAMIT_2_AESBT2 | 25524 | ALMITOS B2_G | 0.75 | 0 | 1 | LA Basin | Western |  | Battery
839 | SCE | ALAMIT_2_PL1X3 | 24575 | ALMT CTG1 | 18 | 0 | G1 | LA Basin | Western |  | Market
840 | SCE | ALAMIT_2_PL1X3 | 24576 | ALMT CTG2 | 18 | 0 | G2 | LA Basin | Western |  | Market
841 | SCE | ALAMIT_2_PL1X3 | 24577 | ALMT STG | 18 | 0 | S1 | LA Basin | Western |  | Market
842 | SCE | ALAMIT_7_ES1 | 25523 | ALMITOS B1_G | 0.645 | 0 | 1 | LA Basin | Western |  | Battery
843 | SCE | ALAMIT_7_UNIT 3 | 24003 | ALAMT3 G | 18 | 0 | RH | LA Basin | Western | Strategic Reserve | Market
844 | SCE | ALAMIT_7_UNIT 3 | 24003 | ALAMT3 G | 18 | 0 | RL | LA Basin | Western | Strategic Reserve | Market
845 | SCE | ALAMIT_7_UNIT 4 | 24004 | ALAMT4 G | 18 | 0 | RH | LA Basin | Western | Strategic Reserve | Market
846 | SCE | ALAMIT_7_UNIT 4 | 24004 | ALAMT4 G | 18 | 0 | RL | LA Basin | Western | Strategic Reserve | Market
847 | SCE | ALAMIT_7_UNIT 5 | 24005 | ALAMT5 G | 20 | 0 | RH | LA Basin | Western | Strategic Reserve | Market
848 | SCE | ALAMIT_7_UNIT 5 | 24005 | ALAMT5 G | 20 | 0 | RL | LA Basin | Western | Strategic Reserve | Market
849 | SCE | ALTWD_2_AT3WD3 | 29077 | ALTWNDGEN2 | 0.6 | 0 | 1 | LA Basin | Eastern, Valley-Devers | Aug NQC | Wind
850 | SCE | ALTWD_2_COAWD1 | 29075 | COCHELA_1_2G | 0.65 | 0 | 1 | LA Basin | Eastern, Valley-Devers | Aug NQC | Wind
851 | SCE | ANAHM_2_CANYN1 | 25211 | CanyonGT 1 | 13.8 | 0 | 1 | LA Basin | Western |  | MUNI
852 | SCE | ANAHM_2_CANYN2 | 25212 | CanyonGT 2 | 13.8 | 0 | 2 | LA Basin | Western |  | MUNI
853 | SCE | ANAHM_2_CANYN3 | 25213 | CanyonGT 3 | 13.8 | 0 | 3 | LA Basin | Western |  | MUNI
854 | SCE | ANAHM_2_CANYN4 | 25214 | CanyonGT 4 | 13.8 | 0 | 4 | LA Basin | Western |  | MUNI
855 | SCE | ARCOGN_2_UNITS | 24011 | ARCO 1G | 13.8 | 0 | 1 | LA Basin | Western | Aug NQC | Net Seller
856 | SCE | ARCOGN_2_UNITS | 24012 | ARCO 2G | 13.8 | 0 | 2 | LA Basin | Western | Aug NQC | Net Seller
857 | SCE | ARCOGN_2_UNITS | 24013 | ARCO 3G | 13.8 | 0 | 3 | LA Basin | Western | Aug NQC | Net Seller
858 | SCE | ARCOGN_2_UNITS | 24014 | ARCO 4G | 13.8 | 0 | 4 | LA Basin | Western | Aug NQC | Net Seller
859 | SCE | ARCOGN_2_UNITS | 24163 | ARCO 5G | 13.8 | 0 | 5 | LA Basin | Western | Aug NQC | Net Seller
860 | SCE | ARCOGN_2_UNITS | 24164 | ARCO 6G | 13.8 | 0 | 6 | LA Basin | Western | Aug NQC | Net Seller
861 | SCE | BARRE_2_ALASB1 |  |  |  | 0 |  | LA Basin | Western | Not modeled | Hybrid
862 | SCE | BARRE_2_QF |  |  |  | 0 |  | LA Basin | Western | Not modeled | QF/Selfgen
863 | SCE | BARRE_2_SBBBT1 | 240541 | WDT1644_BESS | 0.55 | 0 | 1 | LA Basin | Western |  | Battery
864 | SCE | BARRE_2_SBBSR1 | 240542 | WDT1644_PV | 0.55 | 0 | 1 | LA Basin | Western | Energy Only | Solar
865 | SCE | BARRE_6_PEAKER | 29309 | BARPKGEN | 13.8 | 0 | 1 | LA Basin | Western |  | Market
866 | SCE | BLAST_1_WIND | 29049 | BLAST_G | 0.6 | 0 | 1 | LA Basin | Eastern, Valley-Devers | Aug NQC | Wind
867 | SCE | BUCKWD_1_NPALM1 | 240150 | DEVERS FC | 12.47 | 0 | PV | LA Basin | Eastern, Valley-Devers | Aug NQC | Wind
868 | SCE | BUCKWD_1_QF | 25634 | BUCKWIND | 115 | 0 | QF | LA Basin | Eastern, Valley-Devers | Aug NQC | QF/Selfgen
869 | SCE | CABZON_1_WINDA1 | 29290 | CABAZON | 33 | 0 | 1 | LA Basin | Eastern, Valley-Devers | Aug NQC | Wind
870 | SCE | CAPWD_1_QF | 25633 | CAPWIND | 115 | 0 | QF | LA Basin | Eastern, Valley-Devers | Aug NQC | QF/Selfgen
871 | SCE | CENTER_2_RHONDO | 25810 | CENTER EQFD | 12.47 | 0 | EQ | LA Basin | Western |  | QF/Selfgen
872 | SCE | CENTER_2_SOLAR1 |  |  |  | 0 |  | LA Basin | Western | Not modeled Energy Only | Solar
873 | SCE | CENTER_6_PEAKER | 29308 | CTRPKGEN | 13.8 | 0 | 1 | LA Basin | Western |  | Market
874 | SCE | CENTER_6_PEAKER | 25187 | WDT1429_BATT | 0.48 | 0 | 1 | LA Basin | Western | Start-up/Back-up | Battery
875 | SCE | CENTRY_6_PL1X4 | 25302 | CLTNCTRY | 12 | 0 | 1 | LA Basin | Eastern | Aug NQC | MUNI
876 | SCE | CENTRY_6_PL1X4 | 25302 | CLTNCTRY | 12 | 0 | 2 | LA Basin | Eastern | Aug NQC | MUNI
877 | SCE | CENTRY_6_PL1X4 | 25302 | CLTNCTRY | 12 | 0 | 3 | LA Basin | Eastern | Aug NQC | MUNI
878 | SCE | CENTRY_6_PL1X4 | 25302 | CLTNCTRY | 12 | 0 | 4 | LA Basin | Eastern | Aug NQC | MUNI
879 | SCE | CHEVMN_2_UNITS | 24023 | CHEVGEN 2 | 13.8 | 0 | A | LA Basin | Western, El Nido | Aug NQC | Net Seller
880 | SCE | CHEVMN_2_UNITS | 24022 | CHEVGEN 1 | 13.8 | 0 | B | LA Basin | Western, El Nido | Aug NQC | Net Seller
881 | SCE | CHEVMN_2_UNITS | 29016 | CHEVGEN | 13.8 | 0 | C1 | LA Basin | Western, El Nido | Aug NQC | Net Seller
882 | SCE | CHEVMN_2_UNITS | 29016 | CHEVGEN | 13.8 | 0 | C2 | LA Basin | Western, El Nido | Aug NQC | Net Seller
883 | SCE | CHEVMN_2_UNITS | 29009 | CHEVGEN 5 | 13.8 | 0 | D1 | LA Basin | Western, El Nido | Aug NQC | Net Seller
884 | SCE | CHEVMN_2_UNITS | 29009 | CHEVGEN 5 | 13.8 | 0 | D2 | LA Basin | Western, El Nido | Aug NQC | Net Seller
885 | SCE | CHINO_2_APEBT1 | 25180 | WDT1445BESS_ | 0.48 | 0 | 1 | LA Basin | Eastern | Aug NQC | Battery
886 | SCE | CHINO_2_JURUPA |  |  |  | 0 |  | LA Basin | Eastern | Not modeled Energy Only | Market
887 | SCE | CHINO_2_PESBT1 | 25812 | CHINO EQFC | 12.47 | 0 | BS | LA Basin | Eastern |  | Battery
888 | SCE | CHINO_2_QF | 25812 | CHINO EQFC | 12.47 | 0 | SY | LA Basin | Eastern | Aug NQC | QF/Selfgen
889 | SCE | CHINO_2_SASOLR |  |  |  | 0 |  | LA Basin | Eastern | Not modeled Energy Only | Solar
890 | SCE | CHINO_2_SOLAR2 |  |  |  | 0 |  | LA Basin | Eastern | Not modeled Energy Only | Solar
891 | SCE | CHINO_6_CIMGEN | 24026 | CIMGEN | 13.8 | 0 | D1 | LA Basin | Eastern | Aug NQC | QF/Selfgen
892 | SCE | CHINO_6_CIMGEN | 24026 | CIMGEN | 13.8 | 0 | D2 | LA Basin | Eastern | Aug NQC | QF/Selfgen
893 | SCE | COLTON_6_AGUAM1 | 25303 | CLTNAGUA | 13.8 | 0 | 1 | LA Basin | Eastern | Aug NQC | MUNI
894 | SCE | CONDOR_2_CDRBT1 | 240343 | WDT1659_G | 0.48 | 0 | 1 | LA Basin | Eastern, West of Devers |  | Battery
895 | SCE | CORONS_2_SOLAR |  |  |  | 0 |  | LA Basin | Eastern | Not modeled Energy Only | Solar
896 | SCE | CORONS_6_CLRWTR | 29338 | CLRWTRCT | 13.8 | 0 | G1 | LA Basin | Eastern |  | MUNI
897 | SCE | CORONS_6_CLRWTR | 29340 | CLRWTRST | 13.8 | 0 | S1 | LA Basin | Eastern |  | MUNI
898 | SCE | DELAMO_2_ALASB2 | 25818 | DELAMO EQFD | 12.47 | 0 | EQ | LA Basin | Western | Aug NQC | Hybrid
899 | SCE | DELAMO_2_SOLAR1 | 25818 | DELAMO EQFD | 12.47 | 0 | EQ | LA Basin | Western | Aug NQC | Solar
900 | SCE | DELAMO_2_SOLAR2 | 25818 | DELAMO EQFD | 12.47 | 0 | EQ | LA Basin | Western | Aug NQC | Solar
901 | SCE | DELAMO_2_SOLAR3 | 25818 | DELAMO EQFD | 12.47 | 0 | EQ | LA Basin | Western | Aug NQC | Solar
902 | SCE | DELAMO_2_SOLAR4 | 25818 | DELAMO EQFD | 12.47 | 0 | EQ | LA Basin | Western | Aug NQC | Solar
903 | SCE | DELAMO_2_SOLAR5 | 25818 | DELAMO EQFD | 12.47 | 0 | EQ | LA Basin | Western | Aug NQC | Solar
904 | SCE | DELAMO_2_SOLAR6 | 25818 | DELAMO EQFD | 12.47 | 0 | EQ | LA Basin | Western | Aug NQC | Solar
905 | SCE | DELAMO_2_SOLRC1 |  |  |  | 0 |  | LA Basin | Western | Not modeled Energy Only | Solar
906 | SCE | DELAMO_2_SOLRD |  |  |  | 0 |  | LA Basin | Western | Not modeled Energy Only | Solar
907 | SCE | DEVERS_1_SEPV05 |  |  |  | 0 |  | LA Basin | Eastern, Valley-Devers | Not modeled Energy Only | Market
908 | SCE | DEVERS_1_SOLAR |  |  |  | 0 |  | LA Basin | Eastern, Valley-Devers | Not modeled Energy Only | Solar
909 | SCE | DEVERS_1_SOLAR1 |  |  |  | 0 |  | LA Basin | Eastern, Valley-Devers | Not modeled Energy Only | Solar
910 | SCE | DEVERS_1_SOLAR2 |  |  |  | 0 |  | LA Basin | Eastern, Valley-Devers | Not modeled Energy Only | Solar
911 | SCE | DEVERS_2_CS2SR4 |  |  |  | 0 |  | LA Basin | Eastern, Valley-Devers | Not modeled Energy Only | Solar
912 | SCE | DEVERS_2_DHSPG2 |  |  |  | 0 |  | LA Basin | Eastern, Valley-Devers | Not modeled Energy Only | Market
913 | SCE | DMDVLY_1_UNITS | 25424 | ESRP P1 | 6.9 | 0 | 2 | LA Basin | Eastern | Aug NQC | QF/Selfgen
914 | SCE | DMDVLY_1_UNITS | 25424 | ESRP P1 | 6.9 | 0 | 3 | LA Basin | Eastern | Aug NQC | QF/Selfgen
915 | SCE | DMDVLY_1_UNITS | 25424 | ESRP P1 | 6.9 | 0 | 4 | LA Basin | Eastern | Aug NQC | QF/Selfgen
916 | SCE | DMDVLY_1_UNITS | 25425 | ESRP P2 | 6.9 | 0 | 6 | LA Basin | Eastern | Aug NQC | QF/Selfgen
917 | SCE | DMDVLY_1_UNITS | 25425 | ESRP P2 | 6.9 | 0 | 7 | LA Basin | Eastern | Aug NQC | QF/Selfgen
918 | SCE | DMDVLY_1_UNITS | 25425 | ESRP P2 | 6.9 | 0 | 8 | LA Basin | Eastern | Aug NQC | QF/Selfgen
919 | SCE | DMDVLY_1_UNITS | 25426 | ESRP P3 | 6.9 | 0 | 10 | LA Basin | Eastern | Aug NQC | QF/Selfgen
920 | SCE | DMDVLY_1_UNITS | 25426 | ESRP P3 | 6.9 | 0 | 11 | LA Basin | Eastern | Aug NQC | QF/Selfgen
921 | SCE | DMDVLY_1_UNITS | 25426 | ESRP P3 | 6.9 | 0 | 12 | LA Basin | Eastern | Aug NQC | QF/Selfgen
922 | SCE | DREWS_6_PL1X4 | 25301 | CLTNDREW_G12 | 12.47 | 0 | 1 | LA Basin | Eastern | Aug NQC | MUNI
923 | SCE | DREWS_6_PL1X4 | 25301 | CLTNDREW_G12 | 12.47 | 0 | 2 | LA Basin | Eastern | Aug NQC | MUNI
924 | SCE | DREWS_6_PL1X4 | 25400 | CLTNDREW_G34 | 12.47 | 0 | 3 | LA Basin | Eastern | Aug NQC | MUNI
925 | SCE | DREWS_6_PL1X4 | 25400 | CLTNDREW_G34 | 12.47 | 0 | 4 | LA Basin | Eastern | Aug NQC | MUNI
926 | SCE | DVLCYN_1_UNITS | 25648 | DVLCYN1G | 13.8 | 0 | 1 | LA Basin | Eastern | Aug NQC | MUNI
927 | SCE | DVLCYN_1_UNITS | 25649 | DVLCYN2G | 13.8 | 0 | 2 | LA Basin | Eastern | Aug NQC | MUNI
928 | SCE | DVLCYN_1_UNITS | 25603 | DVLCYN3G | 13.8 | 0 | 3 | LA Basin | Eastern | Aug NQC | MUNI
929 | SCE | DVLCYN_1_UNITS | 25604 | DVLCYN4G | 13.8 | 0 | 4 | LA Basin | Eastern | Aug NQC | MUNI
930 | SCE | DYLAN_2_BMTBT1 | 240169 | WDT1648_G | 0.385 | 0 | 1 | LA Basin | Eastern, West of Devers |  | Battery
931 | SCE | ECASCO_2_SJGBT1 | 240288 | WDT1558_G | 0.55 | 0 | 1 | LA Basin | Eastern, West of Devers | Energy Only | Battery
932 | SCE | ELLIS_2_QF | 24325 | ORCOGEN | 13.8 | 0 | 1 | LA Basin | Western | Aug NQC | QF/Selfgen
933 | SCE | ELSEGN_2_UN1011 | 29904 | ELSEG5GT | 16.5 | 0 | 5 | LA Basin | Western, El Nido | Aug NQC | Market
934 | SCE | ELSEGN_2_UN1011 | 29903 | ELSEG6ST | 13.8 | 0 | 6 | LA Basin | Western, El Nido | Aug NQC | Market
935 | SCE | ELSEGN_2_UN2021 | 29902 | ELSEG7GT | 16.5 | 0 | 7 | LA Basin | Western, El Nido | Aug NQC | Market
936 | SCE | ELSEGN_2_UN2021 | 29901 | ELSEG8ST | 13.8 | 0 | 8 | LA Basin | Western, El Nido | Aug NQC | Market
937 | SCE | ESNHWR_2_CS1BT3 | 241501 | EISNHOW_EQFD | 33 | 0 | B2 | LA Basin | Eastern, Valley-Devers |  | Battery
938 | SCE | ESNHWR_2_HDSBT2 | 241501 | EISNHOW_EQFD | 33 | 0 | B1 | LA Basin | Eastern, Valley-Devers |  | Battery
939 | SCE | ESNHWR_2_WC1BT1 | 240150 | DEVERS FC | 12.47 | 0 | B | LA Basin | Eastern, Valley-Devers |  | Battery
940 | SCE | ETIWND_2_CHMPNE |  |  |  | 0 |  | LA Basin | Eastern | Not modeled Energy Only | Market
941 | SCE | ETIWND_2_FONTNA | 25822 | ETIWANDA EQFD | 12.47 | 0 | EQ | LA Basin | Eastern | Aug NQC | QF/Selfgen
942 | SCE | ETIWND_2_SOLAR1 | 25822 | ETIWANDA EQFD | 12.47 | 0 | EQ | LA Basin | Eastern | Aug NQC | Solar
943 | SCE | ETIWND_2_SOLAR2 |  |  |  | 0 |  | LA Basin | Eastern | Not modeled Energy Only | Solar
944 | SCE | ETIWND_2_SOLAR5 |  |  |  | 0 |  | LA Basin | Eastern | Not modeled Energy Only | Solar
945 | SCE | ETIWND_2_UNIT1 | 24071 | INLAND | 12.47 | 0 | 1 | LA Basin | Eastern | Aug NQC | QF/Selfgen
946 | SCE | ETIWND_2_UNIT1 | 24071 | INLAND | 12.47 | 0 | 2 | LA Basin | Eastern | Aug NQC | QF/Selfgen
947 | SCE | ETIWND_6_GRPLND | 29305 | ETWPKGEN | 13.8 | 0 | 1 | LA Basin | Eastern |  | Market
948 | SCE | ETIWND_6_GRPLND | 25188 | WDT1430_BESS | 13.8 | 0 | 1 | LA Basin | Eastern | Start-up/Back-up | Battery
949 | SCE | ETIWND_6_INEBT1 | 240354 | WDT1669_G | 0.69 | 0 | 1 | LA Basin | Eastern |  | Battery
950 | SCE | ETIWND_6_MWDETI | 25422 | ETI MWDG | 13.8 | 0 | 1 | LA Basin | Eastern | Aug NQC | Market
951 | SCE | GARNET_1_SOLAR |  |  |  | 0 |  | LA Basin | Eastern, Valley-Devers | Not modeled Energy Only | Solar
952 | SCE | GARNET_1_SOLAR2 | 25827 | GARNET FD | 34.5 | 0 | PV | LA Basin | Eastern, Valley-Devers | Aug NQC | Solar
953 | SCE | GARNET_1_WIND | 24815 | GARNET | 115 | 0 | G2 | LA Basin | Eastern, Valley-Devers | Aug NQC | Wind
954 | SCE | GARNET_1_WINDS |  |  |  | 0 |  | LA Basin | Eastern, Valley-Devers | Not modeled Aug NQC | Wind
955 | SCE | GARNET_1_WT3WND | 24815 | GARNET | 115 | 0 | W2 | LA Basin | Eastern, Valley-Devers | Energy Only | Market
956 | SCE | GARNET_2_COAWD2 |  |  |  | 0 |  | LA Basin | Eastern, Valley-Devers | Not modeled Aug NQC | Wind
957 | SCE | GARNET_2_HYDRO |  |  |  | 0 |  | LA Basin | Eastern, Valley-Devers | Not modeled Aug NQC | Market
958 | SCE | GARNET_2_WIND1 |  |  |  | 0 |  | LA Basin | Eastern, Valley-Devers | Not modeled Aug NQC | Wind
959 | SCE | GARNET_2_WIND2 |  |  |  | 0 |  | LA Basin | Eastern, Valley-Devers | Not modeled Aug NQC | Wind
960 | SCE | GARNET_2_WIND3 |  |  |  | 0 |  | LA Basin | Eastern, Valley-Devers | Not modeled Aug NQC | Wind
961 | SCE | GARNET_2_WIND4 | 24815 | GARNET | 115 | 0 | QF | LA Basin | Eastern, Valley-Devers | Aug NQC | Wind
962 | SCE | GARNET_2_WIND5 | 25827 | GARNET FD | 34.5 | 0 | W | LA Basin | Eastern, Valley-Devers | Aug NQC | Wind
963 | SCE | GLNARM_2_UNIT 5 | 29013 | GLENARM5_CT | 13.8 | 0 | CT | LA Basin | Western |  | MUNI
964 | SCE | GLNARM_2_UNIT 5 | 29014 | GLENARM5_ST | 13.8 | 0 | ST | LA Basin | Western |  | MUNI
965 | SCE | GLNARM_7_UNIT 1 | 29005 | PASADNA1 | 13.8 | 0 | 1 | LA Basin | Western |  | MUNI
966 | SCE | GLNARM_7_UNIT 2 | 29006 | PASADNA2 | 13.8 | 0 | 1 | LA Basin | Western |  | MUNI
967 | SCE | GLNARM_7_UNIT 3 | 25042 | PASADNA3 | 13.8 | 0 | 1 | LA Basin | Western |  | MUNI
968 | SCE | GLNARM_7_UNIT 4 | 25043 | PASADNA4 | 13.8 | 0 | 1 | LA Basin | Western |  | MUNI
969 | SCE | HARBGN_7_UNITS | 24062 | HARBOR G | 13.8 | 0 | 1 | LA Basin | Western |  | Market
970 | SCE | HARBGN_7_UNITS | 24062 | HARBOR G | 13.8 | 0 | HP | LA Basin | Western |  | Market
971 | SCE | HARBGN_7_UNITS | 25510 | HARBORG4 | 4.16 | 0 | LP | LA Basin | Western |  | Market
972 | SCE | HINSON_6_LBECH1 | 24170 | LBEACH12 | 13.8 | 0 | 1 | LA Basin | Western |  | Market
973 | SCE | HINSON_6_LBECH2 | 24170 | LBEACH12 | 13.8 | 0 | 2 | LA Basin | Western |  | Market
974 | SCE | HINSON_6_LBECH3 | 24171 | LBEACH34 | 13.8 | 0 | 3 | LA Basin | Western |  | Market
975 | SCE | HINSON_6_LBECH4 | 24171 | LBEACH34 | 13.8 | 0 | 4 | LA Basin | Western |  | Market
976 | SCE | HNTGBH_2_PL1X3 | 24580 | HUNTBCH CTG1 | 18 | 0 | G1 | LA Basin | Western |  | Market
977 | SCE | HNTGBH_2_PL1X3 | 24581 | HUNTBCH CTG2 | 18 | 0 | G2 | LA Basin | Western |  | Market
978 | SCE | HNTGBH_2_PL1X3 | 24582 | HUNTBCH STG | 18 | 0 | S1 | LA Basin | Western |  | Market
979 | SCE | HNTGBH_7_UNIT 2 | 24067 | HUNT2 G | 13.8 | 0 | RH | LA Basin | Western | Strategic Reserve | Market
980 | SCE | HNTGBH_7_UNIT 2 | 24067 | HUNT2 G | 13.8 | 0 | RL | LA Basin | Western | Strategic Reserve | Market
981 | SCE | INDIGO_1_UNIT 1 | 29190 | INDIGO G4 | 13.8 | 0 | 4 | LA Basin | Eastern, Valley-Devers |  | Market
982 | SCE | INDIGO_1_UNIT 2 | 29191 | INDIGO G5 | 13.8 | 0 | 5 | LA Basin | Eastern, Valley-Devers |  | Market
983 | SCE | INDIGO_1_UNIT 3 | 29180 | INDIGO G3 | 13.8 | 0 | 3 | LA Basin | Eastern, Valley-Devers |  | Market
984 | SCE | JOANEC_2_ST3BT3 | 240292 | SNTANSG3 | 0.55 | 0 | 3 | LA Basin | Western |  | Battery
985 | SCE | JOANEC_2_STABT1 | 25663 | SNTANSG1 | 0.55 | 0 | 1 | LA Basin | Western |  | Battery
986 | SCE | JOANEC_2_STABT2 | 240289 | SNTANSG2 | 0.55 | 0 | 2 | LA Basin | Western |  | Battery
987 | SCE | JOHANN_2_JOSBT1 | 25729 | JOHANNA_PRP | 66 | 0 | EQ | LA Basin | Western |  | Battery
988 | SCE | JOHANN_2_JOSBT2 | 25729 | JOHANNA_PRP | 66 | 0 | EQ | LA Basin | Western |  | Battery
989 | SCE | JOHANN_2_OCEBT2 | 25729 | JOHANNA_PRP | 66 | 0 | EQ | LA Basin | Western |  | Battery
990 | SCE | JOHANN_2_OCEBT3 | 25729 | JOHANNA_PRP | 66 | 0 | EQ | LA Basin | Western |  | Battery
991 | SCE | LACIEN_2_VENICE | 24337 | VENICE | 13.8 | 0 | 1 | LA Basin | Western, El Nido | Aug NQC | MUNI
992 | SCE | LAGBEL_2_CBPBT1 | 240335 | WDT1641_G | 0.6 | 0 | 1 | LA Basin | Western, El Nido |  | Battery
993 | SCE | LGHTHP_6_ICEGEN | 24070 | ICEGEN | 13.8 | 0 | GT | LA Basin | Western | Aug NQC | QF/Selfgen
994 | SCE | LGHTHP_6_ICEGEN | 24070 | ICEGEN | 13.8 | 0 | ST | LA Basin | Western | Aug NQC | QF/Selfgen
995 | SCE | MARVEL_2_MARBT3 | 25239 | MARVEL_ES3 | 34.5 | 0 | 1 | LA Basin | Eastern, Valley-Devers |  | Battery
996 | SCE | MARVEL_2_MARBX2 | 25231 | MARVEL_ES1 | 34.5 | 0 | 1 | LA Basin | Eastern, Valley-Devers |  | Battery
997 | SCE | MARVEL_2_MARBX2 | 25235 | MARVEL_ES2 | 34.5 | 0 | 1 | LA Basin | Eastern, Valley-Devers |  | Battery
998 | SCE | MIRLOM_2_CORONA | 25844 | MIRALOMA EQFD | 12.47 | 0 | EQ | LA Basin | Eastern | Aug NQC | QF/Selfgen
999 | SCE | MIRLOM_2_CREST | 25844 | MIRALOMA EQFD | 12.47 | 0 | EQ | LA Basin | Eastern | Aug NQC | Market
1000 | SCE | MIRLOM_2_LNDFL | 25844 | MIRALOMA EQFD | 12.47 | 0 | EQ | LA Basin | Eastern | Aug NQC | Market
1001 | SCE | MIRLOM_2_MLBBTA | 25185 | WDT1425_G1 | 0.48 | 0 | 1 | LA Basin | Eastern | Aug NQC | Battery
1002 | SCE | MIRLOM_2_MLBBTB | 25186 | WDT1426_G2 | 0.48 | 0 | 1 | LA Basin | Eastern | Aug NQC | Battery
1003 | SCE | MIRLOM_2_TEMESC | 25844 | MIRALOMA EQFD | 12.47 | 0 | EQ | LA Basin | Eastern | Aug NQC | QF/Selfgen
1004 | SCE | MIRLOM_6_PEAKER | 29307 | MRLPKGEN | 13.8 | 0 | 1 | LA Basin | Eastern |  | Market
1005 | SCE | MIRLOM_7_MWDLKM |  |  |  | 0 |  | LA Basin | Eastern | Not modeled Aug NQC | MUNI
1006 | SCE | MOJAVE_1_SIPHON | 25657 | MJVSPHN1 | 13.8 | 0 | 1 | LA Basin | Eastern | Aug NQC | Market
1007 | SCE | MOJAVE_1_SIPHON | 25657 | MJVSPHN1 | 13.8 | 0 | 2 | LA Basin | Eastern | Aug NQC | Market
1008 | SCE | MOJAVE_1_SIPHON | 25657 | MJVSPHN1 | 13.8 | 0 | 3 | LA Basin | Eastern | Aug NQC | Market
1009 | SCE | MTWIND_1_MVPWD1 | 29064 | MOUNTWND_1G | 0.6 | 0 | 1 | LA Basin | Eastern, Valley-Devers | Aug NQC | Wind
1010 | SCE | MTWIND_1_UNIT 3 | 29069 | MOUNTWND_3G | 0.6 | 0 | 1 | LA Basin | Eastern, Valley-Devers | Aug NQC | Wind
1011 | SCE | OLINDA_2_COYCRK |  |  |  | 0 |  | LA Basin | Western | Not modeled | QF/Selfgen
1012 | SCE | OLINDA_2_LNDFL2 | 29011 | BREAPWR2 | 13.8 | 0 | C1 | LA Basin | Western | Aug NQC | Market
1013 | SCE | OLINDA_2_LNDFL2 | 29011 | BREAPWR2 | 13.8 | 0 | C2 | LA Basin | Western | Aug NQC | Market
1014 | SCE | OLINDA_2_LNDFL2 | 29011 | BREAPWR2 | 13.8 | 0 | C3 | LA Basin | Western | Aug NQC | Market
1015 | SCE | OLINDA_2_LNDFL2 | 29011 | BREAPWR2 | 13.8 | 0 | C4 | LA Basin | Western | Aug NQC | Market
1016 | SCE | OLINDA_2_LNDFL2 | 29011 | BREAPWR2 | 13.8 | 0 | S1 | LA Basin | Western | Aug NQC | Market
1017 | SCE | OLINDA_7_BLKSND |  |  |  | 0 |  | LA Basin | Western | Not modeled Aug NQC | Market
1018 | SCE | PADUA_2_ONTARO |  |  |  | 0 |  | LA Basin | Eastern | Not modeled Aug NQC | QF/Selfgen
1019 | SCE | PADUA_2_SOLAR1 |  |  |  | 0 |  | LA Basin | Eastern | Not modeled Energy Only | Solar
1020 | SCE | PADUA_6_MWDSDM | 25851 | PADUA EQFC | 12.47 | 0 | HY | LA Basin | Eastern | Aug NQC | MUNI
1021 | SCE | PADUA_6_QF | 25851 | PADUA EQFC | 12.47 | 0 | T | LA Basin | Eastern | Aug NQC | QF/Selfgen
1022 | SCE | PADUA_7_SDIMAS |  |  |  | 0 |  | LA Basin | Eastern | Not modeled Aug NQC | Market
1023 | SCE | PANERO_2_MWPWD1 |  |  |  | 0 |  | LA Basin | Eastern, Valley-Devers | Not modeled Aug NQC | Wind
1024 | SCE | PWEST_1_UNIT | 24815 | GARNET | 115 | 0 | PC | LA Basin | Eastern, Valley-Devers | Aug NQC | Market
1025 | SCE | RENWD_1_QF | 25636 | RENWIND | 115 | 0 | Q1 | LA Basin | Eastern, Valley-Devers | Aug NQC | QF/Selfgen
1026 | SCE | RENWD_1_QF | 25636 | RENWIND | 115 | 0 | Q2 | LA Basin | Eastern, Valley-Devers | Aug NQC | QF/Selfgen
1027 | SCE | ROMOLA_5_MPBBT1 | 240214 | MENIFEE_G1 | 0.66 | 0 | 1 | LA Basin | Eastern, Valley |  | Battery
1028 | SCE | ROMOLA_5_MPBBT2 | 240215 | MENIFEE_G2 | 0.66 | 0 | 2 | LA Basin | Eastern, Valley |  | Battery
1029 | SCE | ROMOLA_5_MPBBT3 | 240216 | MENIFEE_G3 | 0.66 | 0 | 3 | LA Basin | Eastern, Valley |  | Battery
1030 | SCE | ROMOLA_5_MPBBT4 | 240217 | MENIFEE_G4 | 0.66 | 0 | 4 | LA Basin | Eastern, Valley |  | Battery
1031 | SCE | ROMOLA_5_MPBBT5 | 240218 | MENIFEE_G5 | 0.66 | 0 | 5 | LA Basin | Eastern, Valley |  | Battery
1032 | SCE | RVSIDE_2_RERCU3 | 24299 | RERC2G3 | 13.8 | 0 | 1 | LA Basin | Eastern |  | MUNI
1033 | SCE | RVSIDE_2_RERCU4 | 24300 | RERC2G4 | 13.8 | 0 | 1 | LA Basin | Eastern |  | MUNI
1034 | SCE | RVSIDE_6_RERCU1 | 24242 | RERC1G | 13.8 | 0 | 1 | LA Basin | Eastern |  | MUNI
1035 | SCE | RVSIDE_6_RERCU2 | 24243 | RERC2G | 13.8 | 0 | 1 | LA Basin | Eastern |  | MUNI
1036 | SCE | RVSIDE_6_SOLAR1 |  |  |  | 0 |  | LA Basin | Eastern | Not modeled Aug NQC | Solar
1037 | SCE | RVSIDE_6_SPRING | 24240 | SPRINGS1 | 13.8 | 0 | 1 | LA Basin | Eastern |  | Market
1038 | SCE | RVSIDE_6_SPRING | 24241 | SPRINGS3 | 13.8 | 0 | 1 | LA Basin | Eastern |  | Market
1039 | SCE | RVSIDE_6_SPRING | 24240 | SPRINGS1 | 13.8 | 0 | 2 | LA Basin | Eastern |  | Market
1040 | SCE | RVSIDE_6_SPRING | 24241 | SPRINGS3 | 13.8 | 0 | 2 | LA Basin | Eastern |  | Market
1041 | SCE | SANITR_6_UNITS | 24324 | SANIGEN | 13.8 | 0 | R1 | LA Basin | Eastern | Aug NQC | QF/Selfgen
1042 | SCE | SANTGO_2_LNDFL1 | 24341 | COYGEN | 13.8 | 0 | R1 | LA Basin | Western | Aug NQC | Market
1043 | SCE | SANWD_1_QF | 29072 | SANWIND_G | 0.48 | 0 | 1 | LA Basin | Eastern, Valley-Devers | Aug NQC | Wind
1044 | SCE | SBERDO_2_PSP3 | 24921 | MNTV-G3A | 18 | 0 | 1 | LA Basin | Eastern, West of Devers |  | Market
1045 | SCE | SBERDO_2_PSP3 | 24922 | MNTV-G3B | 18 | 0 | 1 | LA Basin | Eastern, West of Devers |  | Market
1046 | SCE | SBERDO_2_PSP3 | 24923 | MNTV-ST3 | 18 | 0 | 1 | LA Basin | Eastern, West of Devers |  | Market
1047 | SCE | SBERDO_2_PSP4 | 24924 | MNTV-G4A | 18 | 0 | 1 | LA Basin | Eastern, West of Devers |  | Market
1048 | SCE | SBERDO_2_PSP4 | 24925 | MNTV-G4B | 18 | 0 | 1 | LA Basin | Eastern, West of Devers |  | Market
1049 | SCE | SBERDO_2_PSP4 | 24926 | MNTV-ST4 | 18 | 0 | 1 | LA Basin | Eastern, West of Devers |  | Market
1050 | SCE | SBERDO_2_SNTANA | 25861 | SNBRDNO FD2 | 12.47 | 0 | PV | LA Basin | Eastern, West of Devers | Aug NQC | Solar
1051 | SCE | SBERDO_6_MILLCK | 25863 | SNBRDNO FD1 | 12.47 | 0 | EQ | LA Basin | Eastern, West of Devers | Aug NQC | QF/Selfgen
1052 | SCE | SEAWND_2_AMWWD1 |  |  |  | 0 |  | LA Basin | Eastern, Valley-Devers | Not modeled Aug NQC | Wind
1053 | SCE | SENTNL_2_CTG1 | 29101 | SENTINEL_G1 | 13.8 | 0 | 1 | LA Basin | Eastern, Valley-Devers |  | Market
1054 | SCE | SENTNL_2_CTG2 | 29102 | SENTINEL_G2 | 13.8 | 0 | 1 | LA Basin | Eastern, Valley-Devers |  | Market
1055 | SCE | SENTNL_2_CTG3 | 29103 | SENTINEL_G3 | 13.8 | 0 | 1 | LA Basin | Eastern, Valley-Devers |  | Market
1056 | SCE | SENTNL_2_CTG4 | 29104 | SENTINEL_G4 | 13.8 | 0 | 1 | LA Basin | Eastern, Valley-Devers |  | Market
1057 | SCE | SENTNL_2_CTG5 | 29105 | SENTINEL_G5 | 13.8 | 0 | 1 | LA Basin | Eastern, Valley-Devers |  | Market
1058 | SCE | SENTNL_2_CTG6 | 29106 | SENTINEL_G6 | 13.8 | 0 | 1 | LA Basin | Eastern, Valley-Devers |  | Market
1059 | SCE | SENTNL_2_CTG7 | 29107 | SENTINEL_G7 | 13.8 | 0 | 1 | LA Basin | Eastern, Valley-Devers |  | Market
1060 | SCE | SENTNL_2_CTG8 | 29108 | SENTINEL_G8 | 13.8 | 0 | 1 | LA Basin | Eastern, Valley-Devers |  | Market
1061 | SCE | STANTN_2_SBEBX2 | 25675 | WH_STN_5 | 0.55 | 0 | 1 | LA Basin | Western |  | Battery
1062 | SCE | STANTN_2_SBEBX2 | 25677 | WH_STN_7 | 0.55 | 0 | 1 | LA Basin | Western |  | Battery
1063 | SCE | STANTN_2_STAGT1 | 25670 | WH_STN_1 | 13.8 | 0 | 1 | LA Basin | Western |  | Market
1064 | SCE | STANTN_2_STAGT2 | 25671 | WH_STN_2 | 13.8 | 0 | 1 | LA Basin | Western |  | Market
1065 | SCE | TIFFNY_1_DILLON | 29021 | WINTEC6 | 115 | 0 | 1 | LA Basin | Eastern, Valley-Devers | Aug NQC | Wind
1066 | SCE | TRNSWD_1_QF | 25746 | TRANWND_1G | 0.4 | 0 | 1 | LA Basin | Eastern, Valley-Devers | Aug NQC | Wind
1067 | SCE | TRNSWD_1_QF | 25749 | TRANWND_2G | 0.4 | 0 | 2 | LA Basin | Eastern, Valley-Devers | Aug NQC | Wind
1068 | SCE | VALLEY_5_ORTBT1 | 240349 | WDT1636_G | 0.6 | 0 | EQ | LA Basin | Eastern, Valley, Valley-Devers |  | Battery
1069 | SCE | VALLEY_5_PERRIS | 25872 | VALLEYS EQFD | 12.47 | 0 | T | LA Basin | Eastern, Valley, Valley-Devers | Aug NQC | QF/Selfgen
1070 | SCE | VALLEY_5_REDMTN | 25872 | VALLEYS EQFD | 12.47 | 0 | PV | LA Basin | Eastern, Valley, Valley-Devers | Aug NQC | QF/Selfgen
1071 | SCE | VALLEY_5_SOLAR1 |  |  |  | 0 |  | LA Basin | Eastern, Valley, Valley-Devers | Not modeled Energy Only | Solar
1072 | SCE | VALLEY_5_SOLAR2 | 25846 | WDT786G | 34.5 | 0 | EQ | LA Basin | Eastern, Valley, Valley-Devers | Aug NQC | Solar
1073 | SCE | VENWD_1_WIND3 | 25645 | VENWIND | 115 | 0 | EU | LA Basin | Eastern, Valley-Devers | Aug NQC | Wind
1074 | SCE | VERNON_6_GONZL1 |  |  |  | 0 |  | LA Basin | Western | Not modeled | MUNI
1075 | SCE | VERNON_6_GONZL2 |  |  |  | 0 |  | LA Basin | Western | Not modeled | MUNI
1076 | SCE | VERNON_6_MALBRG | 24239 | MALBRG1G | 13.8 | 0 | C1 | LA Basin | Western |  | MUNI
1077 | SCE | VERNON_6_MALBRG | 24240 | MALBRG2G | 13.8 | 0 | C2 | LA Basin | Western |  | MUNI
1078 | SCE | VERNON_6_MALBRG | 24241 | MALBRG3G | 13.8 | 0 | S3 | LA Basin | Western |  | MUNI
1079 | SCE | VILLPK_2_VALLYV |  |  |  | 0 |  | LA Basin | Western | Not modeled Aug NQC | QF/Selfgen
1080 | SCE | VILLPK_6_MWDYOR |  |  |  | 0 |  | LA Basin | Western | Not modeled Aug NQC | MUNI
1081 | SCE | VISTA_6_QF | 25887 | VSTA_EQFD | 12.47 | 0 | EQ | LA Basin | Eastern | Aug NQC | QF/Selfgen
1082 | SCE | WALCRK_2_CTG1 | 29201 | WALCRKG1 | 13.8 | 0 | 1 | LA Basin | Western |  | Market
1083 | SCE | WALCRK_2_CTG2 | 29202 | WALCRKG2 | 13.8 | 0 | 1 | LA Basin | Western |  | Market
1084 | SCE | WALCRK_2_CTG3 | 29203 | WALCRKG3 | 13.8 | 0 | 1 | LA Basin | Western |  | Market
1085 | SCE | WALCRK_2_CTG4 | 29204 | WALCRKG4 | 13.8 | 0 | 1 | LA Basin | Western |  | Market
1086 | SCE | WALCRK_2_CTG5 | 29205 | WALCRKG5 | 13.8 | 0 | 1 | LA Basin | Western |  | Market
1087 | SCE | WALNUT_2_SOLAR |  |  |  | 0 |  | LA Basin | Western | Not modeled Energy Only | Solar
1088 | SCE | WALNUT_6_HILLGEN |  |  |  | 0 |  | LA Basin | Western | Not modeled Aug NQC | Net Seller
1089 | SCE | WALNUT_7_WCOVST |  |  |  | 0 |  | LA Basin | Western | Not modeled Aug NQC | Market
1090 | SCE | WHTWTR_1_WINDA1 | 241001 | WHITEWTR_G | 0.58 | 0 | 1 | LA Basin | Eastern, Valley-Devers | Aug NQC | Wind
1091 | SCE | ZZ_BUCKWD_7_WINTCV | 25634 | BUCKWIND | 115 | 0 | W5 | LA Basin | Eastern, Valley-Devers | Repowering | Wind
1092 | SCE | ZZ_DEVERS_1_QF | 25639 | SEAWIND | 115 | 0 | QF | LA Basin | Eastern, Valley-Devers | Mothballed | QF/Selfgen
1093 | SCE | ZZ_DEVERS_1_QF | 25632 | TERAWND | 115 | 0 | QF | LA Basin | Eastern, Valley-Devers | Mothballed | QF/Selfgen
1094 | SCE | ZZ_GARNET_1_UNITS | 24815 | GARNET | 115 | 0 | G1 | LA Basin | Eastern, Valley-Devers | Mothballed | Market
1095 | SCE | ZZ_GARNET_2_HYDRO | 25827 | GARNET FD | 34.5 | 0 | T | LA Basin | Eastern, Valley-Devers | Aug NQC | Market
1096 | SCE | ZZ_HINSON_2_CTCSR1 | 25892 | HINSON EQDS | 12.47 | 0 | P1 | LA Basin | Western | Energy Only | Solar
1097 | SCE | ZZ_JOANEC_2_ST3BT4 | 240295 | SNTANSG4 | 0.55 | 40 | 4 | LA Basin | Western | No NQC - P max | Battery
1098 | SCE | ZZ_JOHANN_2_T1BBT1 | 240498 | JOHANNA EQFD | 12.47 | 1.4 | BS | LA Basin | Western | WDAT1428 - No NQC - est. data | Battery
1099 | SCE | ZZ_LAGBEL_2_CDCSR1 | 241503 | LAGUBELL_EQF | 16 | 0 | P3 | LA Basin | Western, El Nido |  | Solar
1100 | SCE | ZZ_LAGBEL_2_EDCSR1 | 241503 | LAGUBELL_EQF | 16 | 0 | P1 | LA Basin | Western, El Nido |  | Solar
1101 | SCE | ZZ_LAGBEL_2_EDCSR2 | 241503 | LAGUBELL_EQF | 16 | 0 | P2 | LA Basin | Western, El Nido |  | Solar
1102 | SCE | ZZ_LGHTHP_2_SBDSR1 | 240504 | LITEHIPE EQF | 12.47 | 0 | P1 | LA Basin | Western | Energy Only | Solar
1103 | SCE | ZZ_LGHTHP_2_SBDSR2 | 240504 | LITEHIPE EQF | 12.47 | 0 | P2 | LA Basin | Western | Energy Only | Solar
1104 | SCE | ZZ_MESAS_2_YORBT1 | 25842 | MESACAL EQFD | 16 | 0.01 | B1 | LA Basin | Western | No NQC - est. data | Solar
1105 | SCE | ZZ_MOBGEN_6_UNIT 1 | 24094 | MOBGEN1 | 13.8 | 0 | 1 | LA Basin | Western, El Nido | No NQC - hist. data | QF/Selfgen
1106 | SCE | ZZ_MOBGEN_6_UNIT 1 | 24329 | MOBGEN2 | 13.8 | 0 | 1 | LA Basin | Western, El Nido | No NQC - hist. data | QF/Selfgen
1107 | SCE | ZZ_MTWIND_1_UNIT 2 | 29066 | MOUNTWND_2G | 0.6 | 0 | 1 | LA Basin | Eastern, Valley-Devers | Mothballed | Wind
1108 | SCE | ZZ_NA | 24330 | OUTFALL1 | 13.8 | 0 | 1 | LA Basin | Western, El Nido | No NQC - hist. data | QF/Selfgen
1109 | SCE | ZZ_NA | 24331 | OUTFALL2 | 13.8 | 0 | 1 | LA Basin | Western, El Nido | No NQC - hist. data | QF/Selfgen
1110 | SCE | ZZ_NA | 24327 | THUMSGEN | 13.8 | 0 | 1 | LA Basin | Western | No NQC - hist. data | QF/Selfgen
1111 | SCE | ZZ_NA | 25838 | LA FRSA EQFD | 16 | 0.07 | EQ | LA Basin | Western | No NQC - est. data | Market
1112 | SCE | ZZ_NA | 25820 | EL NIDO EQFD | 16 | 0.09 | EQ | LA Basin | Western, El Nido | No NQC - est. data | Solar
1113 | SCE | ZZ_NA | 25883 | VILLAPK EQFD | 12.47 | 0.14 | EQ | LA Basin | Western | No NQC - est. data | Solar
1114 | SCE | ZZ_NA | 25889 | WALNUT EQFD | 12.47 | 0.2 | EQ | LA Basin | Western | No NQC - est. data | Solar
1115 | SCE | ZZ_NA | 25892 | HINSON EQDS | 12.47 | 1.7 | EQ | LA Basin | Western | No NQC - est. data | Market
1116 | SCE | ZZ_NA | 25857 | RIOHNDO EQFD | 12.47 | 5 | HY | LA Basin | Western | No NQC - est. data | Market
1117 | SCE | ZZ_NA | 25857 | RIOHNDO EQFD | 12.47 | 0.06 | PV | LA Basin | Western | No NQC - est. data | Solar
1118 | SCE | ZZ_NA | 25838 | LA FRSA EQFD | 16 | 0.2 | PV | LA Basin | Western | No NQC - est. data | Solar
1119 | SCE | ZZ_NA | 25892 | HINSON EQDS | 12.47 | 0.7 | PV | LA Basin | Western | No NQC - est. data | Solar
1120 | SCE | ZZ_NA | 240514 | VALLEYSC EQF | 12.47 | 1.1 | PV | LA Basin | Eastern, Valley, Valley-Devers |  | Solar
1121 | SCE | ZZ_NA | 240505 | MIRAGE EQFD | 12.47 | 1.2 | PV | LA Basin | Eastern, Valley-Devers | No NQC - est. data | Solar
1122 | SCE | ZZ_NA | 25812 | CHINO EQFC | 12.47 | 2.2 | PV | LA Basin | Eastern |  | Solar
1123 | SCE | ZZ_NA | 240150 | DEVERS FC | 12.47 | 1 | T | LA Basin | Eastern, Valley-Devers |  | Market
1124 | SCE | ZZ_PADUA_2_SOLAR1 | 25851 | PADUA EQFC | 12.47 | 1.6 | PV | LA Basin | Eastern |  | Solar
1125 | SCE | ZZ_PANSEA_1_PANARO | 25640 | PANAERO | 115 | 3.4 | QF | LA Basin | Eastern, Valley-Devers |  | Wind
1126 | SCE | ZZ_SANTGO_2_MABBT1 | 25192 | WDT1406_G | 0.48 | 0 | 1 | LA Basin | Western |  | Battery
1127 | SCE | ZZ_VENWD_1_WIND1 | 25645 | VENWIND | 115 | 0 | Q1 | LA Basin | Eastern, Valley-Devers | Mothballed | QF/Selfgen
1128 | SCE | ZZ_VENWD_1_WIND2 | 25645 | VENWIND | 115 | 0 | Q2 | LA Basin | Eastern, Valley-Devers | Mothballed | QF/Selfgen
1129 | SCE | ZZZ_New Unit | 240002 | CATHODE1_G | 34.5 | 0 | 1 | LA Basin | Western | Waiting TPD allocation | Battery
1130 | SCE | ZZZ_New Unit | 24899 | WDT1510G | 0.69 | 0 | 1 | LA Basin | Eastern | Energy Only | Battery
1131 | SCE | ZZZ_New Unit | 240536 | WDT1582 | 34.5 | 0 | 1 | LA Basin | Western | No NQC - est. data | Solar
1132 | SCE | ZZZ_New Unit | 240474 | WDT1583 | 34.5 | 0 | 1 | LA Basin | Western | No NQC - est. data | Solar
1133 | SCE | ZZZ_New Unit | 240155 | UNIMDGEN | 12 | 1 | 1 | LA Basin | Eastern, West of Devers | No NQC - est. data | Market
1134 | SCE | ZZZ_New Unit | 240501 | WDT1392 | 0.48 | 10 | 1 | LA Basin | Western | No NQC - est. data | Market
1135 | SCE | ZZZ_New Unit | 240502 | WDT1393 | 0.48 | 10 | 1 | LA Basin | Western | No NQC - est. data | Market
1136 | SCE | ZZZ_New Unit | 240536 | WDT1582 | 34.5 | 10 | 1 | LA Basin | Western | No NQC - P max | Battery
1137 | SCE | ZZZ_New Unit | 240474 | WDT1583 | 34.5 | 10 | 1 | LA Basin | Western | No NQC - P max | Battery
1138 | SCE | ZZZ_New Unit | 240513 | WDT292A | 12.47 | 10 | 1 | LA Basin | Western | No NQC - est. data | Market
1139 | SCE | ZZZ_New Unit | 240451 | WH_STN_8 | 0.55 | 10 | 1 | LA Basin | Western | No NQC - P max | Battery
1140 | SCE | ZZZ_New Unit | 240452 | WH_STN_9 | 0.55 | 10 | 1 | LA Basin | Western | No NQC - P max | Battery
1141 | SCE | ZZZ_New Unit | 240533 | WDT1602_G | 0.385 | 20 | 1 | LA Basin | Western, El Nido | No NQC - P max | Battery
1142 | SCE | ZZZ_New Unit | 250021 | GOODRICH_BES | 13.8 | 25 | 1 | LA Basin | Western |  | Battery
1143 | SCE | ZZZ_New Unit | 241357 | WDT1754_G | 0.66 | 50 | 1 | LA Basin | Western |  | Battery
1144 | SCE | ZZZ_New Unit | 240594 | TOT1005_G_ES | 0.645 | 75 | 1 | LA Basin | Eastern, Valley-Devers | No NQC - est. data | Battery
1145 | SCE | ZZZ_New Unit | 240319 | WDT1702_G | 0.382 | 77 | 1 | LA Basin | Western | No NQC - P max | Battery
1146 | SCE | ZZZ_New Unit | 240426 | WDT1725_G | 0.385 | 90 | 1 | LA Basin | Western | No NQC - P max | Battery
1147 | SCE | ZZZ_New Unit | 240019 | RAMPA_G | 34.5 | 100 | 1 | LA Basin | Eastern | No NQC - Pmax | Battery
1148 | SCE | ZZZ_New Unit | 240315 | WDT1652_G | 0.6 | 100 | 1 | LA Basin | Western | No NQC - P max | Battery
1149 | SCE | ZZZ_New Unit | 240473 | WDT1719_G | 0.385 | 100 | 1 | LA Basin | Eastern | No NQC - Pmax | Battery
1150 | SCE | ZZZ_New Unit | 240436 | WDT1816-G | 34.5 | 110 | 1 | LA Basin | Western | No NQC - P max | Battery
1151 | SCE | ZZZ_New Unit | 241329 | TOT1028_G1 | 0.63 | 200 | 1 | LA Basin | Western |  | Battery
1152 | SCE | ZZZ_New Unit | 241339 | TOT1033_B1 | 0.63 | 200 | 1 | LA Basin | Western |  | Battery
1153 | SCE | ZZZ_New Unit | 240569 | TOT906_G | 0.69 | 200 | 1 | LA Basin | Western |  | Battery
1154 | SCE | ZZZ_New Unit | 241013 | TOT907_G | 0.6 | 200 | 1 | LA Basin | Western |  | Battery
1155 | SCE | ZZZ_New Unit | 240445 | TOT927_G | 0.39 | 250 | 1 | LA Basin | Western | No NQC - P max | Battery
1156 | SCE | ZZZ_New Unit | 240004 | CATHODE2_G | 34.5 | 0 | 2 | LA Basin | Western | Waiting TPD allocation | Battery
1157 | SCE | ZZZ_New Unit | 240512 | LAS LOMA FD | 12.47 | 8.83 | 2 | LA Basin | Western | No NQC - est. data | Market
1158 | SCE | ZZZ_New Unit | 241328 | TOT1028_G2 | 0.63 | 200 | 2 | LA Basin | Western |  | Battery
1159 | SCE | ZZZ_New Unit | 241338 | TOT1033_B2 | 0.63 | 200 | 2 | LA Basin | Western |  | Battery
1160 | SCE | ZZZ_New Unit | 240509 | SANTIAGO EQF | 12.47 | 0.5 | BS | LA Basin | Western | No NQC - est. data | Battery
1161 | SCE | ZZZ_New Unit | 25842 | MESACAL EQFD | 0.66 | 4.5 | BS | LA Basin | Western | No NQC - est. data | Battery
1162 | SCE | ZZZ_New Unit | 240500 | JOHANNA FD | 12.47 | 0 | EQ | LA Basin | Western | No NQC - est. data | Battery
1163 | SCE | ZZZ_New Unit | 25832 | WDT334G | 0.2 | 0 | EQ | LA Basin | Eastern, Valley-Devers | Energy Only | Solar
1164 | SCE | ZZZ_New Unit | 25833 | WDT458G | 0.2 | 0 | EQ | LA Basin | Eastern, Valley-Devers | Energy Only | Solar
1165 | SCE | ZZZ_New Unit | 240504 | LITEHIPE EQF | 12.47 | 0.6 | EQ | LA Basin | Western | No NQC - est. data | Market
1166 | SCE | ZZZ_New Unit | 240158 | VSTA BIO | 12.47 | 1 | EQ | LA Basin | Eastern | No NQC - est. data | Market
1167 | SCE | ZZZ_New Unit | 240159 | VSTA GAS | 12.47 | 1 | EQ | LA Basin | Eastern | No NQC - est. data | Market
1168 | SCE | ZZZ_New Unit | 25834 | HI DSRT | 34.5 | 1.2 | EQ | LA Basin | Eastern, Valley-Devers | No NQC - est. data | Market
1169 | SCE | ZZZ_New Unit | 25885 | VSTA EQFD | 12.47 | 3.7 | EQ | LA Basin | Eastern |  | Market
1170 | SCE | ZZZ_New Unit | 240507 | OLINDA EQF | 12.47 | 5.15 | EQ | LA Basin | Western | No NQC - est. data | Market
1171 | SCE | ZZZ_New Unit | 240495 | DECLEZ EQ FC | 12.47 | 9.67 | EQ | LA Basin | Eastern | No NQC - est. data | Market
1172 | SCE | ZZZ_New Unit | 241354 | WDT1683_G | 0.48 | 65 | EQ | LA Basin | Western |  | Battery
1173 | SCE | ZZZ_New Unit | 240346 | WDT1635_G | 0.6 | 80 | EQ | LA Basin | Eastern, Valley, Valley-Devers |  | Battery
1174 | SCE | ZZZ_New Unit | 240516 | MERCED EQFD | 12.47 | 13 | LG | LA Basin | Western | No NQC - est. data | Market
1175 | SCE | ZZZ_New Unit | 240498 | JOHANNA EQFD | 12.47 | 0.06 | PV | LA Basin | Western | No NQC - est. data | Solar
1176 | SCE | ZZZ_New Unit | 240504 | LITEHIPE EQF | 12.47 | 0.06 | PV | LA Basin | Western | No NQC - est. data | Solar
1177 | SCE | ZZZ_New Unit | 240509 | SANTIAGO EQF | 12.47 | 0.29 | PV | LA Basin | Western | No NQC - est. data | Solar
1178 | SCE | ZZZ_New Unit | 25842 | MESACAL EQFD | 0.66 | 0.8 | PV | LA Basin | Western | No NQC - est. data | Solar
1179 | SCE | ZZZ_New Unit | 240520 | MILLIKEM FD3 | 12.47 | 1.36 | PV | LA Basin | Eastern | No NQC - est. data | Solar
1180 | SCE | ZZZ_New Unit | 240498 | JOHANNA EQFD | 12.47 | 0.64 | SY | LA Basin | Western | No NQC - est. data | Market
1181 | SCE | ZZZ_New Unit | 240504 | LITEHIPE EQF | 12.47 | 5 | T | LA Basin | Western | No NQC - est. data | Market
1182 | SCE | ZZZ_New Unit | 240153 | BOTTLE | 34.5 | 1.7 | W1 | LA Basin | Eastern, Valley-Devers | No NQC - est. data | Wind
1183 | SCE | ZZZ_New Unit | 240526 | WDT1131QFC | 0.21 | 4.7 | W1 | LA Basin | Eastern, Valley-Devers | No NQC - est. data | Wind
1184 | SCE | ZZZ_New Unit | 240527 | WDT016A | 0.21 | 1.09 | W2 | LA Basin | Eastern, Valley-Devers | No NQC - est. data | Wind
1185 | SCE | ZZZ_New Unit | 240528 | WDT1880QFC | 0.21 | 4 | W3 | LA Basin | Eastern, Valley-Devers | No NQC - est. data | Wind
1186 | SDG&E | BGROCK_2_BRFBX2 | 23416 | Q1166_ES_G1 | 0.6 | 0 | 1 | SD-IV |  |  | Battery
1187 | SDG&E | BGROCK_2_BRFBX2 | 23438 | Q1166_ES_G2 | 0.6 | 0 | 1 | SD-IV |  |  | Battery
1188 | SDG&E | BLVRDE_6_BLVBT1 | 22088 | BOULEVRD | 69 | 0 | 27 | SD-IV |  |  | Battery
1189 | SDG&E | BORDER_6_LTMCT1 | 22907 | BD_BESS | 0.69 | 0 | 1 | SD-IV | San Diego, Border |  | Market
1190 | SDG&E | BORDER_6_UNITA1 | 22149 | CALPK_BD | 13.8 | 0 | 1 | SD-IV | San Diego, Border |  | Market
1191 | SDG&E | BREGGO_6_DEGRSL | 22084 | BORREGO | 69 | 0 | 6 | SD-IV | San Diego | Aug NQC | Solar
1192 | SDG&E | BREGGO_6_DSEBT1 | 22084 | BORREGO | 69 | 0 | 60 | SD-IV | San Diego |  | Battery
1193 | SDG&E | BREGGO_6_SOLAR | 22082 | BR GEN1 | 0.21 | 0 | 1 | SD-IV | San Diego | Aug NQC | Solar
1194 | SDG&E | CAMERN_6_BSPSR1 | 22104 | CAMERON | 69 | 0 | 78 | SD-IV | San Diego | Energy Only | Solar
1195 | SDG&E | CARLS1_2_CARCT1 | 22786 | EA GEN1 U6 | 13.8 | 0 | 1 | SD-IV | San Diego | Aug NQC | Market
1196 | SDG&E | CARLS1_2_CARCT1 | 22787 | EA GEN1 U7 | 13.8 | 0 | 1 | SD-IV | San Diego | Aug NQC | Market
1197 | SDG&E | CARLS1_2_CARCT1 | 22783 | EA GEN1 U8 | 13.8 | 0 | 1 | SD-IV | San Diego | Aug NQC | Market
1198 | SDG&E | CARLS1_2_CARCT1 | 22784 | EA GEN1 U9 | 13.8 | 0 | 1 | SD-IV | San Diego | Aug NQC | Market
1199 | SDG&E | CARLS2_1_CARCT1 | 22789 | EA GEN1 U10 | 13.8 | 0 | 1 | SD-IV | San Diego | Aug NQC | Market
1200 | SDG&E | CHILLS_1_SYCENG | 22120 | CARLTNHS | 138 | 0 | 1 | SD-IV | San Diego | Aug NQC | QF/Selfgen
1201 | SDG&E | CHILLS_7_UNITA1 | 22120 | CARLTNHS | 138 | 0 | 2 | SD-IV | San Diego | Aug NQC | QF/Selfgen
1202 | SDG&E | CLRMNT_6_CLEBT1 | 22136 | CLAIRMNT | 69 | 0 | 28 | SD-IV | San Diego |  | Battery
1203 | SDG&E | CNTNLA_2_SOLAR1 | 23401 | DW GEN3 G1 | 0.33 | 0 | 1 | SD-IV |  | Aug NQC | Solar
1204 | SDG&E | CNTNLA_2_SOLAR2 | 23402 | DW GEN3 G2 | 0.33 | 0 | 2 | SD-IV |  | Aug NQC | Solar
1205 | SDG&E | CPVERD_2_SOLAR | 23309 | IV GEN3 G1 | 0.31 | 0 | 1 | SD-IV |  | Aug NQC | Solar
1206 | SDG&E | CPVERD_2_SOLAR | 23301 | IV GEN3 G2 | 0.31 | 0 | 1 | SD-IV |  | Aug NQC | Solar
1207 | SDG&E | CRELMN_6_RAMON1 | 22152 | CREELMAN | 69 | 0 | 27 | SD-IV | San Diego | Aug NQC | Solar
1208 | SDG&E | CRELMN_6_RAMON2 | 22152 | CREELMAN | 69 | 0 | 27 | SD-IV | San Diego | Aug NQC | Solar
1209 | SDG&E | CRELMN_6_RAMSR3 | 22152 | CREELMAN | 69 | 0 | 35 | SD-IV | San Diego | Aug NQC | Solar
1210 | SDG&E | CRSTWD_6_KUMYAY | 22915 | KUMEYAAY | 0.69 | 0 | 1 | SD-IV | San Diego | Aug NQC | Wind
1211 | SDG&E | CSLR4S_2_SOLAR | 23298 | DW GEN1 G1 | 0.315 | 0 | 1 | SD-IV |  | Aug NQC | Solar
1212 | SDG&E | CSLR4S_2_SOLAR | 23299 | DW GEN1 G2 | 0.315 | 0 | 1 | SD-IV |  | Aug NQC | Solar
1213 | SDG&E | DREWSR_2_BHSSR1 | 23585 | DW GEN7_GEN | 0.63 | 0 | 1 | SD-IV |  | Aug NQC | Solar
1214 | SDG&E | ELCAJN_6_EB1BT1 | 22208 | EL CAJON | 69 | 0 | 13 | SD-IV | San Diego, El Cajon |  | Battery
1215 | SDG&E | ELCAJN_6_LM6K | 23320 | EC GEN2 | 13.8 | 0 | 1 | SD-IV | San Diego, El Cajon |  | Market
1216 | SDG&E | ELCAJN_6_UNITA1 | 22150 | EC GEN1 | 13.8 | 0 | 1 | SD-IV | San Diego, El Cajon |  | Market
1217 | SDG&E | ELLIOT_6_ELIBT1 | 22216 | ELLIOTT | 69 | 0 | 29 | SD-IV | San Diego |  | Battery
1218 | SDG&E | ENERSJ_2_WIND | 23100 | ECO GEN1 G1 | 0.69 | 0 | G1 | SD-IV |  | Aug NQC | Wind
1219 | SDG&E | ENERSJ_5_ESJWD2 | 23108 | ECO_GEN1G2_6 | 0.72 | 0 | 2 | SD-IV |  | Aug NQC | Wind
1220 | SDG&E | ENERSJ_5_ESJWD2 | 23108 | ECO_GEN1G2_6 | 0.72 | 0 | 3 | SD-IV |  | Aug NQC | Wind
1221 | SDG&E | ESCNDO_6_EB1BT1 | 22256 | ESCNDIDO | 69 | 0 | 10 | SD-IV | San Diego |  | Battery
1222 | SDG&E | ESCNDO_6_EB2BT2 | 22256 | ESCNDIDO | 69 | 0 | 11 | SD-IV | San Diego |  | Battery
1223 | SDG&E | ESCNDO_6_EB3BT3 | 22256 | ESCNDIDO | 69 | 0 | 12 | SD-IV | San Diego |  | Battery
1224 | SDG&E | ESCNDO_6_PL1X2 | 22257 | ES GEN | 13.8 | 0 | 1 | SD-IV | San Diego |  | Market
1225 | SDG&E | ESCNDO_6_UNITB1 | 22153 | CALPK_ES | 13.8 | 0 | 1 | SD-IV | San Diego |  | Market
1226 | SDG&E | ESCO_6_GLMQF | 22333 | GOALLINE | 13.8 | 0 | 1 | SD-IV | San Diego | Aug NQC | Net Seller
1227 | SDG&E | ESCO_6_GLMQF | 22333 | GOALLINE | 13.8 | 0 | 2 | SD-IV | San Diego | Aug NQC | Net Seller
1228 | SDG&E | FALBRK_6_FESBT1 | 23544 | AV GEN1_BESS | 0.64 | 0 | 1 | SD-IV | San Diego |  | Battery
1229 | SDG&E | GATEWY_2_GESBT1 | 23710 | OM GEN4_BESS | 0.508 | 0 | 1 | SD-IV | San Diego |  | Battery
1230 | SDG&E | IVSLR2_2_SM2SR1 | 23441 | DW GEN6 | 0.42 | 0 | 1 | SD-IV |  | Aug NQC | Solar
1231 | SDG&E | IVSLRP_2_SOLAR1 | 23447 | DW GEN2 PV | 34.5 | 0 | 1 | SD-IV |  | Aug NQC | Solar
1232 | SDG&E | IVWEST_2_SOLAR1 | 23155 | DU GEN1 G1 | 0.2 | 0 | 1 | SD-IV |  | Aug NQC | Solar
1233 | SDG&E | IVWEST_2_SOLAR1 | 23156 | DU GEN1 G2 | 0.2 | 0 | 1 | SD-IV |  | Aug NQC | Solar
1234 | SDG&E | JACMSR_1_JACSR1 | 23352 | ECO GEN2 | 0.55 | 0 | 1 | SD-IV |  | Aug NQC | Solar
1235 | SDG&E | KEARNY_6_NESBT1 | 22372 | KEARNY | 60 | 0 | 25 | SD-IV | San Diego | Aug NQC | Battery
1236 | SDG&E | KEARNY_6_SESBT2 | 22372 | KEARNY | 60 | 0 | 26 | SD-IV | San Diego | Aug NQC | Battery
1237 | SDG&E | KYCORA_6_KMSBT1 |  |  |  | 0 |  | SD-IV | San Diego | Not modeled Energy Only | Battery
1238 | SDG&E | LARKSP_6_UNIT 1 | 22074 | LRKSPBD1 | 13.8 | 0 | 1 | SD-IV | San Diego, Border |  | Market
1239 | SDG&E | LARKSP_6_UNIT 2 | 22075 | LRKSPBD2 | 13.8 | 0 | 1 | SD-IV | San Diego, Border |  | Market
1240 | SDG&E | LAROA2_2_UNITA1 | 22997 | INTBCT | 16 | 0 | 1 | SD-IV |  |  | Market
1241 | SDG&E | LAROA2_2_UNITA1 | 22996 | INTBST | 18 | 0 | 1 | SD-IV |  |  | Market
1242 | SDG&E | LECONT_2_LESBT1 | 23597 | DW GEN8_BESS | 0.69 | 0 | 1 | SD-IV |  | PCDS | Battery
1243 | SDG&E | LILIAC_6_SOLAR | 22404 | LILIAC | 69 | 0 | 67 | SD-IV | San Diego |  | Solar
1244 | SDG&E | MELRSE_6_MELBT1 | 22440 | MELROSE | 69 | 0 | 22 | SD-IV | San Diego |  | Battery
1245 | SDG&E | MELRSE_6_MELBT2 | 22440 | MELROSE | 69 | 0 | 23 | SD-IV | San Diego |  | Battery
1246 | SDG&E | MRGT_6_MEF2 | 22487 | MEF MR2 | 13.8 | 0 | 1 | SD-IV | San Diego |  | Market
1247 | SDG&E | MRGT_6_MMAREF | 22486 | MEF MR1 | 13.8 | 0 | 1 | SD-IV | San Diego |  | Market
1248 | SDG&E | MRGT_6_TGEBT1 | 23412 | MRGT GEN | 0.64 | 0 | 1 | SD-IV | San Diego |  | Battery
1249 | SDG&E | MSHGTS_6_MMARLF | 22448 | MESAHGTS | 69 | 0 | 1 | SD-IV | San Diego | Aug NQC | Market
1250 | SDG&E | MSSION_2_QF | 22496 | MISSION | 69 | 0 | 1 | SD-IV | San Diego | Aug NQC | Market
1251 | SDG&E | MURRAY_6_UNIT |  |  |  | 0 |  | SD-IV | San Diego | Not modeled Energy Only | Market
1252 | SDG&E | OCTILO_5_WIND | 23314 | OCO GEN G1 | 0.69 | 0 | 1 | SD-IV |  | Aug NQC | Wind
1253 | SDG&E | OCTILO_5_WIND | 23318 | OCO GEN G2 | 0.69 | 0 | 1 | SD-IV |  | Aug NQC | Wind
1254 | SDG&E | OGROVE_6_PL1X2 | 22628 | PA GEN1 | 13.8 | 0 | 1 | SD-IV | San Diego |  | Market
1255 | SDG&E | OGROVE_6_PL1X2 | 22629 | PA GEN2 | 13.8 | 0 | 1 | SD-IV | San Diego |  | Market
1256 | SDG&E | OTAY_6_PL1X2 | 22617 | OY GEN | 13.8 | 0 | 1 | SD-IV | San Diego |  | Market
1257 | SDG&E | OTMESA_2_PL1X3 | 22605 | OTAYMGT1 | 18 | 0 | 1 | SD-IV | San Diego |  | Market
1258 | SDG&E | OTMESA_2_PL1X3 | 22606 | OTAYMGT2 | 18 | 0 | 1 | SD-IV | San Diego |  | Market
1259 | SDG&E | OTMESA_2_PL1X3 | 22607 | OTAYMST1 | 16 | 0 | 1 | SD-IV | San Diego |  | Market
1260 | SDG&E | PALA_6_PGCBT1 | 22624 | PALA | 69 | 0 | 88 | SD-IV | San Diego | Waiting TPD allocation | Battery
1261 | SDG&E | PALOMR_2_PL1X3 | 22262 | PEN_CT1 | 18 | 0 | 1 | SD-IV | San Diego |  | Market
1262 | SDG&E | PALOMR_2_PL1X3 | 22263 | PEN_CT2 | 18 | 0 | 1 | SD-IV | San Diego |  | Market
1263 | SDG&E | PALOMR_2_PL1X3 | 22265 | PEN_ST | 18 | 0 | 1 | SD-IV | San Diego |  | Market
1264 | SDG&E | PARDSE_6_PESBT1 | 22636 | PARADISE | 69 | 0 | 30 | SD-IV | San Diego |  | Battery
1265 | SDG&E | PERGRN_2_PRSBT1 | 23933 | SG GEN 1 | 0.48 | 0 | 1 | SD-IV | San Diego |  | Battery
1266 | SDG&E | PIOPIC_2_CTG1 | 23162 | PIO PICO CT1 | 13.8 | 0 | 1 | SD-IV | San Diego |  | Market
1267 | SDG&E | PIOPIC_2_CTG2 | 23163 | PIO PICO CT2 | 13.8 | 0 | 1 | SD-IV | San Diego |  | Market
1268 | SDG&E | PIOPIC_2_CTG3 | 23164 | PIO PICO CT3 | 13.8 | 0 | 1 | SD-IV | San Diego |  | Market
1269 | SDG&E | POME_6_POMBT1 | 23929 | POM_ES | 0.48 | 0 | 1 | SD-IV | San Diego |  | Battery
1270 | SDG&E | PRCTVY_1_MIGBT1 | 22672 | PRCTRVLY | 138 | 0 | 4 | SD-IV | San Diego | Aug NQC | Battery
1271 | SDG&E | SLRMS3_2_SRMSR1 | 23448 | DW GEN4 G2 | 34.5 | 0 | 3 | SD-IV |  | Aug NQC | Solar
1272 | SDG&E | SLRMS3_2_SRMSR1 | 23456 | DW GEN4 G1 | 34.5 | 0 | 4 | SD-IV |  | Aug NQC | Solar
1273 | SDG&E | SMRCOS_6_LNDFIL | 22724 | SANMRCOS | 69 | 0 | 1 | SD-IV | San Diego | Aug NQC | Market
1274 | SDG&E | TERMEX_2_PL1X3 | 22982 | IV GEN1 CTG2 | 18 | 0 | 1 | SD-IV |  |  | Market
1275 | SDG&E | TERMEX_2_PL1X3 | 22983 | IV GEN1 CTG3 | 18 | 0 | 1 | SD-IV |  |  | Market
1276 | SDG&E | TERMEX_2_PL1X3 | 22981 | IV GEN1 STG | 21 | 0 | 1 | SD-IV |  |  | Market
1277 | SDG&E | TULEWD_1_TULWD1 | 22949 | BUE GEN 1_G4 | 0.69 | 0 | 1 | SD-IV |  | Aug NQC | Wind
1278 | SDG&E | TULEWD_1_TULWD1 | 22942 | BUE GEN 1_G1 | 0.69 | 0 |  | SD-IV |  | Not modeled Aug NQC | Wind
1279 | SDG&E | TULEWD_1_TULWD1 | 22945 | BUE GEN 1_G2 | 0.69 | 0 |  | SD-IV |  | Not modeled Aug NQC | Wind
1280 | SDG&E | TULEWD_1_TULWD1 | 22947 | BUE GEN 1_G3 | 0.69 | 0 |  | SD-IV |  | Not modeled Aug NQC | Wind
1281 | SDG&E | VLCNTR_6_VCEBT1 | 23627 | VC GEN1_GEN1 | 34.5 | 0 | 1 | SD-IV | San Diego |  | Battery
1282 | SDG&E | VLCNTR_6_VCEBT1 | 22991 | VC GEN1_GEN3 | 34.5 | 0 | 1 | SD-IV | San Diego |  | Battery
1283 | SDG&E | VLCNTR_6_VCEBT2 | 23628 | VC GEN1_GEN2 | 34.5 | 0 | 1 | SD-IV | San Diego |  | Battery
1284 | SDG&E | VLCNTR_6_VCSLR | 22870 | VALCNTR | 69 | 0 | 59 | SD-IV | San Diego | Aug NQC | Solar
1285 | SDG&E | VLCNTR_6_VCSLR1 | 22870 | VALCNTR | 69 | 0 | 28 | SD-IV | San Diego | Aug NQC | Solar
1286 | SDG&E | VLCNTR_6_VCSLR2 | 22870 | VALCNTR | 69 | 0 | 28 | SD-IV | San Diego | Aug NQC | Solar
1287 | SDG&E | VSTAES_6_VESBT1 | 23541 | ME GEN 1_BS1 | 0.64 | 0 | 1 | SD-IV | San Diego |  | Battery
1288 | SDG&E | VSTAES_6_VESBT1 | 23216 | ME GEN 1_BS2 | 0.48 | 0 | 1 | SD-IV | San Diego |  | Battery
1289 | SDG&E | WESCAN_2_BDSBT1 | 23421 | IV GEN4 G1 | 0.69 | 0 | 1 | SD-IV |  |  | Battery
1290 | SDG&E | WESCN2_2_BDSBT1 | 23425 | IV GEN6 G1 | 0.69 | 0 | 1 | SD-IV |  |  | Battery
1291 | SDG&E | WESCN2_2_BDSBT2 | 23584 | Q1531 G3 | 0.69 | 0 | 1 | SD-IV |  |  | Battery
1292 | SDG&E | WISTRA_2_WRSSR1 | 23287 | DW GEN5 G1 | 0.418 | 0 | 1 | SD-IV |  | Aug NQC | Solar
1293 | SDG&E | ZZ_CCRITA_7_RPPCHF | 22124 | CHCARITA | 138 | 2 | 1 | SD-IV | San Diego |  | Market
1294 | SDG&E | ZZ_LAKHDG_6_UNIT 1 | 22625 | LKHODG1 | 13.8 | 0 | 1 | SD-IV | San Diego | Mothballed | Market
1295 | SDG&E | ZZ_LAKHDG_6_UNIT 2 | 22626 | LKHODG2 | 13.8 | 0 | 2 | SD-IV | San Diego | Mothballed | Market
1296 | SDG&E | ZZ_LAROA1_2_UNITA1 | 20187 | LRP-U1 | 16 | 0 | 1 | SD-IV |  | Connect to CENACE/CFE grid for the summer – not available for ISO BAA RA purpose | Market
1297 | SDG&E | ZZ_SAMPSN_6_KELCO1 | 22700 | SAMPSON | 69 | 0 | 1 | SD-IV | San Diego |  | Market
1298 | SDG&E | ZZZ_CAMERN_6_BSPBT1 | 22104 | CAMERON | 69 | 0.5 | 79 | SD-IV | San Diego | No NQC - Pmax | Battery
1299 | SDG&E | ZZZ_CRELMN_6_AABBT1 | 22152 | CREELMAN | 69 | 0.5 | 77 | SD-IV | San Diego | No NQC - Pmax | Battery
1300 | SDG&E | ZZZ_GATEWY_2_GESBT1 | 23961 | OM GEN4_ES2 | 0.63 | 22 | 1 | SD-IV | San Diego | No NQC - Pmax | Battery
1301 | SDG&E | ZZZ_GRNITE_6_ESCBT1 | 22336 | GRANITE | 69 | 0 | 59 | SD-IV | San Diego | Energy Only | Battery
1302 | SDG&E | ZZZ_MURRAY_6_ESMBT2 | 22532 | MURRAY | 69 | 0 | 83 | SD-IV | San Diego | Energy Only | Battery
1303 | SDG&E | ZZZ_MURRAY_6_ESMBT3 | 22532 | MURRAY | 69 | 0 | 86 | SD-IV | San Diego | Energy Only | Battery
1304 | SDG&E | ZZZ_MURRAY_6_ESMBT5 | 22532 | MURRAY | 69 | 0 | 27 | SD-IV | San Diego | Energy Only | Battery
1305 | SDG&E | ZZZ_New Unit | 22901 | PALL_BESS | 0.69 | 0 | 1 | SD-IV | San Diego | Energy Only | Battery
1306 | SDG&E | ZZZ_New Unit | 23231 | Q1432_PV | 0.385 | 0 | 1 | SD-IV | San Diego | Energy Only | Solar
1307 | SDG&E | ZZZ_New Unit | 23253 | Q1432_ES | 0.48 | 17.4 | 1 | SD-IV | San Diego | No NQC - Pmax | Battery
1308 | SDG&E | ZZZ_New Unit | 23685 | Q1045_GEN | 0.55 | 50 | 1 | SD-IV | San Diego | No NQC - Pmax | Battery
1309 | SDG&E | ZZZ_New Unit | 23560 | Q1047_BESS | 0.55 | 50 | 1 | SD-IV | San Diego, El Cajon | No NQC - Pmax | Battery
1310 | SDG&E | ZZZ_New Unit | 22962 | Q1660_62_EQG | 0.72 | 51.9 | 1 | SD-IV |  | Aug NQC | Wind
1311 | SDG&E | ZZZ_New Unit | 23519 | Q1169_GEN2 | 0.66 | 69.6 | 1 | SD-IV | San Diego | No NQC - Pmax | Battery
1312 | SDG&E | ZZZ_New Unit | 22969 | Q1532_GEN | 34.5 | 90 | 1 | SD-IV |  | No NQC - Pmax | Hybrid
1313 | SDG&E | ZZZ_New Unit | 23841 | Q1657_GEN | 0.6 | 100 | 1 | SD-IV | San Diego | No NQC - Pmax | Battery
1314 | SDG&E | ZZZ_New Unit | 23959 | Q1673_ES1 | 0.6 | 300 | 1 | SD-IV | San Diego | No NQC - Pmax | Battery
1315 | SDG&E | ZZZ_New Unit | 22963 | Q1660_45_EQG | 0.72 | 51.9 | 2 | SD-IV |  | Aug NQC | Wind
1316 | SDG&E | ZZZ_New Unit | 23871 | Q1662_ES | 34.5 | 50 | 12 | SD-IV | San Diego, El Cajon | No NQC - Pmax | Battery
1317 | SDG&E | ZZZ_New Unit | 22004 | ALPINE | 69 | 0 | 48 | SD-IV | San Diego | Energy Only | Battery
1318 | SDG&E | ZZZ_New Unit | 22004 | ALPINE | 69 | 0 | 49 | SD-IV | San Diego | Energy Only | Battery
1319 | SDG&E | ZZZ_New Unit | 22448 | MESAHGTS | 69 | 3 | 62 | SD-IV | San Diego | No NQC - Pmax | Battery
1320 | SDG&E | ZZZ_New Unit | 22640 | PENDLETN | 69 | 0 | 64 | SD-IV | San Diego | Seeking TPD alocation | Battery
1321 | SDG&E | ZZZ_New Unit | 22640 | PENDLETN | 69 | 0 | 65 | SD-IV | San Diego | Seeking TPD alocation | Battery
1322 | SDG&E | ZZZ_New Unit | 22408 | LOSCOCHS | 69 | 0 | 72 | SD-IV | San Diego | Energy Only | Battery
1323 | SDG&E | ZZZ_New Unit | 22336 | GRANITE | 69 | 0 | 73 | SD-IV | San Diego | Energy Only | Battery
1324 | SDG&E | ZZZ_New Unit | 22336 | GRANITE | 69 | 0 | 90 | SD-IV | San Diego | Energy Only | Battery
1325 | SDG&E | ZZZ_OTAY_6_ECVBT1 | 22604 | OTAY | 69 | 3 | 90 | SD-IV | San Diego | No NQC - Pmax | Battery
1326 | SDG&E | ZZZ_OTAY_6_ECVBT2 | 22604 | OTAY | 69 | 3 | 91 | SD-IV | San Diego | No NQC - Pmax | Battery
1327 | SDG&E | ZZZ_SANTEE_1_SABBT1 | 22734 | SANTEE | 138 | 10 | 31 | SD-IV | San Diego | No NQC - Pmax | Battery
Note on D1: Singh, Abhishek: For New 2017 Resources-NQC mapping from gen interconnection was used. For old resources reliance is on individual area engineers to put the right bus numbers.

## Physical Res. 2031 LCR
| PTO Area | MKT/SCHED RESOURCE ID | BUS # | BUS NAME | kV | NQC | UNIT ID | LCR AREA NAME | LCR SUB-AREA NAME | NQC Comments | CAISO Tag
1 | PG&E | ALMEGT_1_UNIT 1 | 38118 | ALMDACT1 | 13.8 | 0 | 1 | Bay Area | Oakland |  | MUNI
2 | PG&E | ALMEGT_1_UNIT 2 | 38119 | ALMDACT2 | 13.8 | 0 | 1 | Bay Area | Oakland |  | MUNI
3 | PG&E | BANKPP_2_NSPIN | 38820 | DELTA A | 13.2 | 0 | 1 | Bay Area | Contra Costa | Pumps | MUNI
4 | PG&E | BANKPP_2_NSPIN | 38820 | DELTA A | 13.2 | 0 | 2 | Bay Area | Contra Costa | Pumps | MUNI
5 | PG&E | BANKPP_2_NSPIN | 38820 | DELTA A | 13.2 | 0 | 3 | Bay Area | Contra Costa | Pumps | MUNI
6 | PG&E | BANKPP_2_NSPIN | 38815 | DELTA B | 13.2 | 0 | 4 | Bay Area | Contra Costa | Pumps | MUNI
7 | PG&E | BANKPP_2_NSPIN | 38815 | DELTA B | 13.2 | 0 | 5 | Bay Area | Contra Costa | Pumps | MUNI
8 | PG&E | BANKPP_2_NSPIN | 38770 | DELTA C | 13.2 | 0 | 6 | Bay Area | Contra Costa | Pumps | MUNI
9 | PG&E | BANKPP_2_NSPIN | 38770 | DELTA C | 13.2 | 0 | 7 | Bay Area | Contra Costa | Pumps | MUNI
10 | PG&E | BANKPP_2_NSPIN | 38765 | DELTA D | 13.2 | 0 | 8 | Bay Area | Contra Costa | Pumps | MUNI
11 | PG&E | BANKPP_2_NSPIN | 38765 | DELTA D | 13.2 | 0 | 9 | Bay Area | Contra Costa | Pumps | MUNI
12 | PG&E | BANKPP_2_NSPIN | 38760 | DELTA E | 13.2 | 0 | 10 | Bay Area | Contra Costa | Pumps | MUNI
13 | PG&E | BANKPP_2_NSPIN | 38760 | DELTA E | 13.2 | 0 | 11 | Bay Area | Contra Costa | Pumps | MUNI
14 | PG&E | BLKDIA_2_BDEBT1 | 365773 | Q1111BES | 0.69 | 0 | 1 | Bay Area | Pittsburg |  | Battery
15 | PG&E | BRDSLD_2_HIWIND | 32172 | HIGHWINDS | 34.5 | 0 | 1 | Bay Area | Contra Costa | Aug NQC | Wind
16 | PG&E | BRDSLD_2_MTZUM2 | 32179 | MONTEZUM | 0.69 | 0 | 1 | Bay Area | Contra Costa | Aug NQC | Wind
17 | PG&E | BRDSLD_2_MTZUMA | 32188 | MONTEZUM | 0.69 | 0 | 1 | Bay Area | Contra Costa | Aug NQC | Wind
18 | PG&E | BRDSLD_2_SHILO1 | 32181 | SHILOH1W | 34.5 | 0 | 1 | Bay Area | Contra Costa | Aug NQC | Wind
19 | PG&E | BRDSLD_2_SHILO2 | 365749 | SHILOH2WIND | 0.575 | 0 | 1 | Bay Area | Contra Costa | Aug NQC | Wind
20 | PG&E | BRDSLD_2_SHLO3A | 32191 | SHILOH3W | 0.58 | 0 | 1 | Bay Area | Contra Costa | Aug NQC | Wind
21 | PG&E | BRDSLD_2_SHLO3B | 32194 | SHILOH4W | 0.58 | 0 | 1 | Bay Area | Contra Costa | Aug NQC | Wind
22 | PG&E | CALPIN_1_AGNEW | 35860 | AGNEWCOG | 13.8 | 0 | 1 | Bay Area | San Jose, South Bay-Moss Landing | Aug NQC | Market
23 | PG&E | CALPIN_1_AGNEW | 35860 | AGNEWCOG | 13.8 | 0 | 2 | Bay Area | San Jose, South Bay-Moss Landing | Aug NQC | Market
24 | PG&E | CAYTNO_2_VASCO |  |  |  | 0 |  | Bay Area | Contra Costa | Not modeled Aug NQC | Market
25 | PG&E | CLRMTK_1_QF |  |  |  | 0 |  | Bay Area | Oakland | Not modeled | QF/Selfgen
26 | PG&E | COCOPP_2_CTG1 | 33188 | MARSHCT1 | 16.4 | 0 | 1 | Bay Area | Contra Costa | Aug NQC | Market
27 | PG&E | COCOPP_2_CTG2 | 33189 | MARSHCT2 | 16.4 | 0 | 2 | Bay Area | Contra Costa | Aug NQC | Market
28 | PG&E | COCOPP_2_CTG3 | 33190 | MARSHCT3 | 16.4 | 0 | 3 | Bay Area | Contra Costa | Aug NQC | Market
29 | PG&E | COCOPP_2_CTG4 | 33191 | MARSHCT4 | 16.4 | 0 | 4 | Bay Area | Contra Costa | Aug NQC | Market
30 | PG&E | COCOSB_6_SOLAR |  |  |  | 0 |  | Bay Area | Contra Costa | Not modeled Energy Only | Solar
31 | PG&E | CROKET_7_UNIT | 32900 | CRCKTCOG | 18 | 0 | 1 | Bay Area | Pittsburg | Aug NQC | QF/Selfgen
32 | PG&E | CSCGNR_1_UNIT 1 | 36858 | Gia100 | 13.8 | 0 | 1 | Bay Area | San Jose, South Bay-Moss Landing |  | MUNI
33 | PG&E | CSCGNR_1_UNIT 2 | 36895 | Gia200 | 13.8 | 0 | 2 | Bay Area | San Jose, South Bay-Moss Landing |  | MUNI
34 | PG&E | CUMBIA_1_SOLAR | 33102 | COLUMBIA | 0.38 | 0 | 1 | Bay Area | Pittsburg | Aug NQC | Solar
35 | PG&E | DELTA_2_PL1X4 | 33108 | DEC CTG1 | 18 | 0 | 1 | Bay Area | Pittsburg | Aug NQC | Market
36 | PG&E | DELTA_2_PL1X4 | 33109 | DEC CTG2 | 18 | 0 | 1 | Bay Area | Pittsburg | Aug NQC | Market
37 | PG&E | DELTA_2_PL1X4 | 33110 | DEC CTG3 | 18 | 0 | 1 | Bay Area | Pittsburg | Aug NQC | Market
38 | PG&E | DELTA_2_PL1X4 | 33107 | DEC STG1 | 24 | 0 | 1 | Bay Area | Pittsburg | Aug NQC | Market
39 | PG&E | DIXNLD_1_LNDFL |  |  |  | 0 |  | Bay Area |  | Not modeled Aug NQC | Market
40 | PG&E | DUANE_1_PL1X3 | 36863 | DVRaGT1 | 13.8 | 0 | 1 | Bay Area | San Jose, South Bay-Moss Landing |  | MUNI
41 | PG&E | DUANE_1_PL1X3 | 36865 | DVRaST3 | 13.8 | 0 | 1 | Bay Area | San Jose, South Bay-Moss Landing |  | MUNI
42 | PG&E | DUANE_1_PL1X3 | 36864 | DVRbGT2 | 13.8 | 0 | 1 | Bay Area | San Jose, South Bay-Moss Landing |  | MUNI
43 | PG&E | ELKHRN_1_EESX3 | 366107 | ELKHORNESBS1 | 0.505 | 0 | M1 | Bay Area | South Bay-Moss Landing |  | Battery
44 | PG&E | ELKHRN_1_EESX3 | 366108 | ELKHORNESBS2 | 0.505 | 0 | M2 | Bay Area | South Bay-Moss Landing |  | Battery
45 | PG&E | ELKHRN_1_EESX3 | 366109 | ELKHORNESBS3 | 0.505 | 0 | M3 | Bay Area | South Bay-Moss Landing |  | Battery
46 | PG&E | GATWAY_2_PL1X3 | 33118 | GATEWAY1 | 18 | 0 | 1 | Bay Area | Contra Costa | Aug NQC | Market
47 | PG&E | GATWAY_2_PL1X3 | 33119 | GATEWAY2 | 18 | 0 | 1 | Bay Area | Contra Costa | Aug NQC | Market
48 | PG&E | GATWAY_2_PL1X3 | 33120 | GATEWAY3 | 18 | 0 | 1 | Bay Area | Contra Costa | Aug NQC | Market
49 | PG&E | GILROY_1_UNIT | 35850 | GILROYEN | 13.8 | 0 | 1 | Bay Area | Llagas, San Jose, South Bay-Moss Landing | Aug NQC | Market
50 | PG&E | GILROY_1_UNIT | 35871 | GILROYEN | 13.8 | 0 | 2 | Bay Area | Llagas, San Jose, South Bay-Moss Landing | Aug NQC | Market
51 | PG&E | GILRPP_1_PL1X2 | 35851 | GROYPKR1 | 13.8 | 0 | 1 | Bay Area | Llagas, San Jose, South Bay-Moss Landing | Aug NQC | Market
52 | PG&E | GILRPP_1_PL1X2 | 35852 | GROYPKR2 | 13.8 | 0 | 1 | Bay Area | Llagas, San Jose, South Bay-Moss Landing | Aug NQC | Market
53 | PG&E | GILRPP_1_PL3X4 | 35853 | GROYPKR3 | 13.8 | 0 | 1 | Bay Area | Llagas, San Jose, South Bay-Moss Landing | Aug NQC | Market
54 | PG&E | GRZZLY_1_BERKLY | 32741 | HILLSIDE_12 | 12.47 | 0 | 1 | Bay Area |  | Aug NQC | Net Seller
55 | PG&E | KELSO_2_UNITS | 33813 | MARIPCT1 | 13.8 | 0 | 1 | Bay Area | Contra Costa | Aug NQC | Market
56 | PG&E | KELSO_2_UNITS | 33815 | MARIPCT2 | 13.8 | 0 | 2 | Bay Area | Contra Costa | Aug NQC | Market
57 | PG&E | KELSO_2_UNITS | 33817 | MARIPCT3 | 13.8 | 0 | 3 | Bay Area | Contra Costa | Aug NQC | Market
58 | PG&E | KELSO_2_UNITS | 33819 | MARIPCT4 | 13.8 | 0 | 4 | Bay Area | Contra Costa | Aug NQC | Market
59 | PG&E | KIRKER_7_KELCYN |  |  |  | 0 |  | Bay Area | Pittsburg | Not modeled | Market
60 | PG&E | LAWRNC_7_SUNYVL |  |  |  | 0 |  | Bay Area |  | Not modeled Aug NQC | Market
61 | PG&E | LECEF_1_UNITS | 35854 | LECEFGT1 | 13.8 | 0 | 1 | Bay Area | San Jose, South Bay-Moss Landing | Aug NQC | Market
62 | PG&E | LECEF_1_UNITS | 35855 | LECEFGT2 | 13.8 | 0 | 1 | Bay Area | San Jose, South Bay-Moss Landing | Aug NQC | Market
63 | PG&E | LECEF_1_UNITS | 35856 | LECEFGT3 | 13.8 | 0 | 1 | Bay Area | San Jose, South Bay-Moss Landing | Aug NQC | Market
64 | PG&E | LECEF_1_UNITS | 35857 | LECEFGT4 | 13.8 | 0 | 1 | Bay Area | San Jose, South Bay-Moss Landing | Aug NQC | Market
65 | PG&E | LECEF_1_UNITS | 35858 | LECEFST1 | 13.8 | 0 | 1 | Bay Area | San Jose, South Bay-Moss Landing |  | Market
66 | PG&E | LMBEPK_2_UNITA1 | 32173 | LAMBIE | 13.8 | 0 | 1 | Bay Area | Contra Costa | Aug NQC | Market
67 | PG&E | LMBEPK_2_UNITA2 | 32174 | GOOSEHAV | 13.8 | 0 | 3 | Bay Area | Contra Costa | Aug NQC | Market
68 | PG&E | LMBEPK_2_UNITA3 | 32175 | CREED | 13.8 | 0 | 2 | Bay Area | Contra Costa | Aug NQC | Market
69 | PG&E | LMEC_1_PL1X3 | 33112 | LMECCT1 | 18 | 0 | 1 | Bay Area | Pittsburg | Aug NQC | Market
70 | PG&E | LMEC_1_PL1X3 | 33111 | LMECCT2 | 18 | 0 | 1 | Bay Area | Pittsburg | Aug NQC | Market
71 | PG&E | LMEC_1_PL1X3 | 33113 | LMECST1 | 18 | 0 | 1 | Bay Area | Pittsburg | Aug NQC | Market
72 | PG&E | MARTIN_1_SUNSET |  |  |  | 0 |  | Bay Area |  | Not modeled Aug NQC | QF/Selfgen
73 | PG&E | METEC_2_PL1X3 | 35881 | MEC CTG1 | 18 | 0 | 1 | Bay Area | South Bay-Moss Landing | Aug NQC | Market
74 | PG&E | METEC_2_PL1X3 | 35882 | MEC CTG2 | 18 | 0 | 1 | Bay Area | South Bay-Moss Landing | Aug NQC | Market
75 | PG&E | METEC_2_PL1X3 | 35883 | MEC STG1 | 18 | 0 | 1 | Bay Area | South Bay-Moss Landing | Aug NQC | Market
76 | PG&E | MISSIX_1_QF | 33250 | MISSON_D4 | 12.47 | 0 | 1 | Bay Area | Ames | Aug NQC | QF/Selfgen
77 | PG&E | MLPTAS_7_QFUNTS |  |  |  | 0 |  | Bay Area | San Jose, South Bay-Moss Landing | Not modeled Aug NQC | QF/Selfgen
78 | PG&E | MOSSLD_2_PSP1 | 36221 | MLB1CTG1 | 18 | 0 | 1 | Bay Area | South Bay-Moss Landing |  | Market
79 | PG&E | MOSSLD_2_PSP1 | 36222 | MLB1CTG2 | 18 | 0 | 1 | Bay Area | South Bay-Moss Landing |  | Market
80 | PG&E | MOSSLD_2_PSP1 | 36223 | MLB1STG1 | 18 | 0 | 1 | Bay Area | South Bay-Moss Landing |  | Market
81 | PG&E | MOSSLD_2_PSP2 | 36224 | MLB2CTG3 | 18 | 0 | 1 | Bay Area | South Bay-Moss Landing |  | Market
82 | PG&E | MOSSLD_2_PSP2 | 36225 | MLB2CTG4 | 18 | 0 | 1 | Bay Area | South Bay-Moss Landing |  | Market
83 | PG&E | MOSSLD_2_PSP2 | 36226 | MLB2STG2 | 18 | 0 | 1 | Bay Area | South Bay-Moss Landing |  | Market
84 | PG&E | NEWARK_1_QF |  |  |  | 0 |  | Bay Area |  | Not modeled Aug NQC | QF/Selfgen
85 | PG&E | OAK C_1_EBMUD |  |  |  | 0 |  | Bay Area | Oakland | Not modeled Aug NQC | MUNI
86 | PG&E | OAK C_7_UNIT 1 | 32901 | OAKLND 1 | 13.8 | 0 | 1 | Bay Area | Oakland |  | Market
87 | PG&E | OAK C_7_UNIT 3 | 32903 | OAKLND 3 | 13.8 | 0 | 3 | Bay Area | Oakland |  | Market
88 | PG&E | OAK L_1_GTG1 |  |  |  | 0 |  | Bay Area | Oakland | Not modeled Energy Only | Market
89 | PG&E | OXMTN_6_LNDFIL | 33469 | OX_MTN | 4.16 | 0 | 1 | Bay Area | Ames |  | Market
90 | PG&E | OXMTN_6_LNDFIL | 33469 | OX_MTN | 4.16 | 0 | 2 | Bay Area | Ames |  | Market
91 | PG&E | OXMTN_6_LNDFIL | 33469 | OX_MTN | 4.16 | 0 | 3 | Bay Area | Ames |  | Market
92 | PG&E | OXMTN_6_LNDFIL | 33469 | OX_MTN | 4.16 | 0 | 4 | Bay Area | Ames |  | Market
93 | PG&E | OXMTN_6_LNDFIL | 33469 | OX_MTN | 4.16 | 0 | 5 | Bay Area | Ames |  | Market
94 | PG&E | OXMTN_6_LNDFIL | 33469 | OX_MTN | 4.16 | 0 | 6 | Bay Area | Ames |  | Market
95 | PG&E | OXMTN_6_LNDFIL | 33469 | OX_MTN | 4.16 | 0 | 7 | Bay Area | Ames |  | Market
96 | PG&E | RICHMN_1_CHVSR2 |  |  |  | 0 |  | Bay Area |  | Not modeled Aug NQC | Solar
97 | PG&E | RICHMN_1_SOLAR |  |  |  | 0 |  | Bay Area |  | Not modeled Aug NQC | Solar
98 | PG&E | RICHMN_7_BAYENV |  |  |  | 0 |  | Bay Area |  | Not modeled Aug NQC | Market
99 | PG&E | RUSCTY_2_UNITS | 35304 | RUSELCT1 | 15 | 0 | 1 | Bay Area | Ames | No NQC - Pmax | Market
100 | PG&E | RUSCTY_2_UNITS | 35305 | RUSELCT2 | 15 | 0 | 2 | Bay Area | Ames | No NQC - Pmax | Market
101 | PG&E | RUSCTY_2_UNITS | 35306 | RUSELST1 | 15 | 0 | 3 | Bay Area | Ames | No NQC - Pmax | Market
102 | PG&E | RUSSELL_2_SOLANO1 | 365566 | SOLANO1W | 0.69 | 0 | 1 | Bay Area | Contra Costa | Aug NQC | Wind
103 | PG&E | RUSSELL_2_SOLANO1 | 365574 | SOLANO2W | 1 | 0 | 2 | Bay Area | Contra Costa | Aug NQC | Wind
104 | PG&E | RUSSELL_2_SOLANO1 | 365600 | SOLANO3W | 1 | 0 | 3 | Bay Area | Contra Costa | Aug NQC | Wind
105 | PG&E | RVRVEW_1_UNITA1 | 33178 | RVEC_GEN | 13.8 | 0 | 1 | Bay Area | Contra Costa |  | Market
106 | PG&E | SHELRF_1_UNITS | 33141 | SHELL 1 | 12.47 | 0 | 1 | Bay Area | Pittsburg | Aug NQC | Net Seller
107 | PG&E | SHELRF_1_UNITS | 33142 | SHELL 2 | 12.47 | 0 | 1 | Bay Area | Pittsburg | Aug NQC | Net Seller
108 | PG&E | SHELRF_1_UNITS | 33143 | SHELL 3 | 12.47 | 0 | 1 | Bay Area | Pittsburg | Aug NQC | Net Seller
109 | PG&E | SRINTL_6_UNIT | 33468 | SRI INTL | 9.11 | 0 | 1 | Bay Area |  | Aug NQC | QF/Selfgen
110 | PG&E | STOILS_1_UNITS | 32921 | CHEVGEN1 | 13.8 | 0 | 1 | Bay Area | Pittsburg | Aug NQC | Market
111 | PG&E | STOILS_1_UNITS | 32922 | CHEVGEN2 | 13.8 | 0 | 1 | Bay Area | Pittsburg | Aug NQC | Market
112 | PG&E | STOILS_1_UNITS | 32923 | CHEVGEN3 | 13.8 | 0 | 3 | Bay Area | Pittsburg | Aug NQC | Market
113 | PG&E | TIDWTR_2_UNITS | 33151 | FOSTER W | 12.47 | 0 | 1 | Bay Area | Pittsburg | Aug NQC | Net Seller
114 | PG&E | TIDWTR_2_UNITS | 33151 | FOSTER W | 12.47 | 0 | 2 | Bay Area | Pittsburg | Aug NQC | Net Seller
115 | PG&E | TIDWTR_2_UNITS | 33151 | FOSTER W | 12.47 | 0 | 3 | Bay Area | Pittsburg | Aug NQC | Net Seller
116 | PG&E | UNOCAL_1_UNITS | 32910 | UNOCAL | 12 | 0 | 1 | Bay Area | Pittsburg | Aug NQC | QF/Selfgen
117 | PG&E | UNOCAL_1_UNITS | 32910 | UNOCAL | 12 | 0 | 2 | Bay Area | Pittsburg | Aug NQC | QF/Selfgen
118 | PG&E | UNOCAL_1_UNITS | 32910 | UNOCAL | 12 | 0 | 3 | Bay Area | Pittsburg | Aug NQC | QF/Selfgen
119 | PG&E | USWNDR_2_LABWD1 | 365729 | LABRISAWIND | 0.575 | 0 | 1 | Bay Area | Contra Costa | Aug NQC | Wind
120 | PG&E | USWPFK_6_FRICK | 365608 | FRICKWIND | 0.69 | 0 | 1 | Bay Area | Contra Costa | Aug NQC | Wind
121 | PG&E | USWPJR_2_UNITS | 39233 | WASCOWIND | 0.69 | 0 | 1 | Bay Area | Contra Costa | Aug NQC | Wind
122 | PG&E | VISTRA_5_DALBT1 | 366711 | DALLASBESS1 | 34.5 | 0 | M1 | Bay Area | South Bay-Moss Landing | Retired | Battery
123 | PG&E | VISTRA_5_DALBT2 | 366712 | DALLASBESS2 | 34.5 | 0 | M2 | Bay Area | South Bay-Moss Landing | Retired | Battery
124 | PG&E | VISTRA_5_DALBT3 | 366713 | DALLASBESS3 | 34.5 | 0 | M3 | Bay Area | South Bay-Moss Landing | Retired | Battery
125 | PG&E | VISTRA_5_DALBT4 | 366715 | DALLASBESS4 | 34.5 | 0 | M4 | Bay Area | South Bay-Moss Landing |  | Battery
126 | PG&E | VISTRA_5_PLABT1 | 366244 | PLANOBESS4 | 34.5 | 0 | M4 | Bay Area | South Bay-Moss Landing |  | Battery
127 | PG&E | VISTRA_5_PLABT2 | 366243 | PLANOBESS3 | 34.5 | 0 | M3 | Bay Area | South Bay-Moss Landing |  | Battery
128 | PG&E | VISTRA_5_PLABT3 | 366242 | PLANOBESS2 | 34.5 | 0 | M2 | Bay Area | South Bay-Moss Landing |  | Battery
129 | PG&E | VISTRA_5_PLABT4 | 366241 | PLANOBESS1 | 34.5 | 0 | M1 | Bay Area | South Bay-Moss Landing |  | Battery
130 | PG&E | WNDMAS_2_UNIT 1 | 33173 | BVISTAWND | 0.6 | 0 | 1 | Bay Area | Contra Costa | Aug NQC | Wind
131 | PG&E | ZOND_6_UNIT |  |  |  | 0 |  | Bay Area | Contra Costa | Not modeled Aug NQC | Wind
132 | PG&E | ZZ_FLOWD1_6_ALTPP1 | 35318 | FLOWPTR | 9.11 | 0 | 1 | Bay Area | Contra Costa | No NQC - est. data | Wind
133 | PG&E | ZZ_IMHOFF_1_UNIT 1 | 33136 | CCCSD | 12.47 | 0 | 1 | Bay Area | Pittsburg | No NQC - hist. data | QF/Selfgen
134 | PG&E | ZZ_MOSSLD_1_QF |  |  |  | 0 |  | Bay Area |  | Not modeled Aug NQC | QF/Selfgen
135 | PG&E | ZZ_NA | 35861 | SJ-SCL W | 4.3 | 0 | 1 | Bay Area | San Jose, South Bay-Moss Landing | No NQC - hist. data | QF/Selfgen
136 | PG&E | ZZ_NA | 36209 | SLD ENRG | 12.47 | 0 | 1 | Bay Area | South Bay-Moss Landing |  | QF/Selfgen
137 | PG&E | ZZ_ZANKER_1_UNIT 1 | 35861 | SJ-SCL W | 4.3 | 0 | RN | Bay Area | San Jose, South Bay-Moss Landing | No NQC - hist. data | QF/Selfgen
138 | PG&E | ZZZ_New Unit | 38921 | BESS_SVP | 60 | 0 | 1 | Bay Area | San Jose, South Bay-Moss Landing | Waiting TPD allocation | Battery
139 | PG&E | ZZZ_New Unit | 365540 | CHEVRONS | 12.47 | 0 | 1 | Bay Area |  | Energy Only | Market
140 | PG&E | ZZZ_New Unit | 365685 | P66RODEO_1 | 12 | 0 | 1 | Bay Area | Pittsburg | Energy Only | Market
141 | PG&E | ZZZ_New Unit | 366328 | Q1349SPV | 0.55 | 0 | 1 | Bay Area | Contra Costa | Energy Only | Solar
142 | PG&E | ZZZ_New Unit | 366400 | Q1457BESS | 0.48 | 3 | 1 | Bay Area | San Jose, South Bay-Moss Landing |  | Battery
143 | PG&E | ZZZ_New Unit | 365348 | HOLLISTER_D1 | 21 | 10 | 1 | Bay Area | South Bay-Moss Landing | No NQC - est. data | Battery
144 | PG&E | ZZZ_New Unit | 365342 | MRGNHILL_D1 | 21 | 20 | 1 | Bay Area | Llagas, San Jose, South Bay-Moss Landing | No NQC - est. data | Battery
145 | PG&E | ZZZ_New Unit | 366394 | Q1454B | 0.69 | 75 | 1 | Bay Area | San Jose, South Bay-Moss Landing | No NQC - est. data | Battery
146 | PG&E | ZZZ_New Unit | 366252 | Q1552BESS | 0.48 | 250 | 1 | Bay Area |  |  | Battery
147 | PG&E | ZZZ_New Unit | 32172 | HIGHWINDS | 34.5 | 0 | 2 | Bay Area | Contra Costa | Energy Only | Wind
148 | PG&E | ZZZ_New Unit | 32741 | HILLSIDE_12 | 12.47 | 0 | 2 | Bay Area |  | Energy Only | Market
149 | PG&E | ZZZ_New Unit | 366609 | OAKLANDES2 | 13.8 | 55 | 2 | Bay Area | Oakland |  | Battery
150 | PG&E | ZZZ_New Unit | 366330 | Q1349BESS | 0.55 | 100 | 2 | Bay Area | Contra Costa | No NQC - est. data | Battery
151 | PG&E | ZZZ_New Unit | 366380 | SOLANO4WIND | 0.72 | 19.74 | 4 | Bay Area | Contra Costa | No NQC - est. data | Wind
152 | PG&E | ZZZ_New Unit | 92154 | 2154-WD | 230 | 0 | EW | Bay Area | Contra Costa | Energy Only | Solar
153 | PG&E | ZZZ_New Unit | 92296 | 2296-WD | 230 | 0 | EW | Bay Area | Contra Costa | Energy Only | Solar
154 | PG&E | ZZZ_New Unit | 92333 | 2333-WD | 230 | 0 | EW | Bay Area | Contra Costa | Energy Only | Solar
155 | PG&E | ZZZ_New Unit | 92597 | 2597-WD | 115 | 0 | EW | Bay Area |  | No NQC - est. data | Solar
156 | PG&E | ZZZ_New Unit | 92598 | 2598-WD | 230 | 0 | EW | Bay Area | Contra Costa | Energy Only | Solar
157 | PG&E | ZZZ_New Unit | 92495 | 2495-WD | 115 | 10 | FW | Bay Area | South Bay-Moss Landing | No NQC - est. data | Battery
158 | PG&E | ZZZ_New Unit | 365688 | 2509-RD-SPV | 0.63 | 0 | RE | Bay Area | Pittsburg | Energy Only | Solar
159 | PG&E | ZZZ_New Unit | 36232 | CAMPEVERS_D1 | 21.6 | 0 | RE | Bay Area | South Bay-Moss Landing | Energy Only | Solar
160 | PG&E | ZZZ_New Unit | 35863 | CATALYST | 12.47 | 0 | RE | Bay Area | San Jose, South Bay-Moss Landing | Energy Only | Solar
161 | PG&E | ZZZ_New Unit | 33450 | FACEBOOKBH | 12 | 0 | RE | Bay Area | Ames | Energy Only | Solar
162 | PG&E | ZZZ_New Unit | 365338 | GRANITEROCK | 4.16 | 0 | RE | Bay Area | South Bay-Moss Landing | Energy Only | Solar
163 | PG&E | ZZZ_New Unit | 327930 | SCHNITZ_D1 | 12.47 | 0 | RE | Bay Area | Oakland | Energy Only | Solar
164 | PG&E | ZZZ_New Unit | 33103 | TASSAJARA_D1 | 21.6 | 0 | RE | Bay Area | Pittsburg | Energy Only | Solar
165 | PG&E | ZZZ_New Unit | 35307 | A100US-L | 12.56 | 0 | RN | Bay Area |  | Energy Only | Market
166 | PG&E | ZZZ_New Unit | 35859 | HGST-LV | 12.41 | 0 | RN | Bay Area | San Jose, South Bay-Moss Landing | Energy Only | Market
167 | PG&E | ZZZ_New Unit | 32741 | HILLSIDE_12 | 12.47 | 0 | RN | Bay Area |  | Energy Only | Market
168 | PG&E | ZZZ_New Unit | 35302 | NUMMI-LV | 12.56 | 0 | RN | Bay Area |  | Energy Only | Market
169 | PG&E | ZZZ_New Unit | 365559 | STANFORD | 12.47 | 0 | RN | Bay Area | South Bay-Moss Landing | Energy Only | Market
170 | PG&E | ADERA_1_SOLAR1 | 34319 | ADERASLR | 0.48 | 0 | 1 | Fresno | Panoche 115 kV, Wilson 115 kV | Energy Only | Solar
171 | PG&E | ADMEST_6_SOLAR | 34315 | ADAMS_E | 12.47 | 0 | 1 | Fresno |  |  | Solar
172 | PG&E | AGRICO_6_PL3N5 | 34608 | AGRICO | 13.8 | 0 | 3 | Fresno |  |  | Market
173 | PG&E | AGRICO_7_UNIT | 34608 | AGRICO | 13.8 | 0 | 2 | Fresno |  |  | Market
174 | PG&E | AGRICO_7_UNIT | 34608 | AGRICO | 13.8 | 0 | 4 | Fresno |  |  | Market
175 | PG&E | AKINGS_6_AMESR1 | 34688 | AMRCNKNG | 0.36 | 0 | 1 | Fresno |  | Aug NQC | Solar
176 | PG&E | AVENAL_6_AVPARK | 34265 | AVENAL P | 12 | 0 | 1 | Fresno | Coalinga | Aug NQC | Solar
177 | PG&E | AVENAL_6_AVSLR1 | 346912 | AVENAPSPV1 | 0.385 | 0 | 1 | Fresno | Coalinga | Energy Only | Solar
178 | PG&E | AVENAL_6_AVSLR2 | 346914 | AVENAPSPV2 | 0.385 | 0 | 2 | Fresno | Coalinga | Energy Only | Solar
179 | PG&E | AVENAL_6_SANDDG | 34263 | SANDDRAG | 12 | 0 | 1 | Fresno | Coalinga | Aug NQC | Solar
180 | PG&E | AVENAL_6_SUNCTY | 34257 | SUNCTY D | 12 | 0 | 1 | Fresno | Coalinga | Aug NQC | Solar
181 | PG&E | BALCHS_7_UNIT 1 | 34624 | BALCH 1 | 13.2 | 0 | 1 | Fresno | Herndon | Aug NQC | Market
182 | PG&E | BALCHS_7_UNIT 2 | 34612 | BLCH 2-3 | 13.8 | 0 | 1 | Fresno | Herndon | Aug NQC | Market
183 | PG&E | BALCHS_7_UNIT 3 | 34614 | BLCH 2-3 | 13.8 | 0 | 1 | Fresno | Herndon | Aug NQC | Market
184 | PG&E | CABALO_2_M2BSR1 | 365524 | MUSTANG4 | 0.36 | 0 | 2 | Fresno |  | Aug NQC | Solar
185 | PG&E | CABALO_2_M2WSR2 | 365523 | MUSTANG3 | 0.36 | 0 | 1 | Fresno |  | Aug NQC | Solar
186 | PG&E | CANTUA_1_SOLAR | 34349 | CANTUA_D | 12.47 | 0 | 1 | Fresno | Panoche 115 kV | Aug NQC | Solar
187 | PG&E | CANTUA_1_SOLAR | 34349 | CANTUA_D | 12.47 | 0 | 2 | Fresno | Panoche 115 kV | Aug NQC | Solar
188 | PG&E | CHEVCO_6_UNIT 1 | 34652 | CHV.COAL | 9.11 | 0 | 1 | Fresno | Coalinga, Panoche 115 kV | Aug NQC | QF/Selfgen
189 | PG&E | CHEVCO_6_UNIT 2 | 34652 | CHV.COAL | 9.11 | 0 | 2 | Fresno | Coalinga, Panoche 115 kV | Aug NQC | QF/Selfgen
190 | PG&E | CHWCHL_1_AVSSR1 |  |  |  | 0 |  | Fresno | Panoche 115 kV, Wilson 115 kV | Not Modeled Energy Only | Solar
191 | PG&E | CHWCHL_1_AVSSR2 |  |  |  | 0 |  | Fresno | Panoche 115 kV, Wilson 115 kV | Not Modeled Energy Only | Solar
192 | PG&E | CHWCHL_1_UNIT | 34301 | CHOWCOGN | 13.8 | 0 | 1 | Fresno | Panoche 115 kV, Wilson 115 kV |  | Market
193 | PG&E | CORCAN_1_SOLAR1 | 34692 | CORCORAN_D4 | 12.47 | 0 | 1 | Fresno | Herndon, Hanford | Aug NQC | Solar
194 | PG&E | CORCAN_1_SOLAR2 | 346906 | CORCORAN2SPV | 0.36 | 0 | 1 | Fresno | Herndon, Hanford | Aug NQC | Solar
195 | PG&E | CRESSY_1_PARKER |  |  |  | 0 |  | Fresno |  | Not modeled Aug NQC | MUNI
196 | PG&E | CRNEVL_6_CRNVA | 34634 | CRANEVLY | 12 | 0 | 1 | Fresno | Borden | Aug NQC | Market
197 | PG&E | CRNEVL_6_SJQN 2 | 34631 | SJ2GEN | 9.11 | 0 | 1 | Fresno | Borden | Aug NQC | Market
198 | PG&E | CURTIS_1_CANLCK |  |  |  | 0 |  | Fresno |  | Not modeled Aug NQC | Market
199 | PG&E | CURTIS_1_FARFLD |  |  |  | 0 |  | Fresno |  | Not modeled Aug NQC | Market
200 | PG&E | DAIRLD_1_MD1SL1 |  |  |  | 0 |  | Fresno | Herndon, Panoche 115 kV, Wilson 115 kV | Not modeled Energy Only | Solar
201 | PG&E | DAIRLD_1_MD2BM1 |  |  |  | 0 |  | Fresno | Herndon, Panoche 115 kV, Wilson 115 kV | Not modeled Energy Only | Market
202 | PG&E | EEKTMN_6_SOLAR1 | 34629 | KETTLEMN | 0.8 | 0 | 1 | Fresno |  | Energy Only | Solar
203 | PG&E | ELCAP_1_SOLAR |  |  |  | 0 |  | Fresno |  | Not Modeled Aug NQC | Solar
204 | PG&E | ELNIDO_1_ECRSR1 | 92799 | 2799-WD | 115 | 0 | EW | Fresno | Panoche 115 kV | Energy Only | Solar
205 | PG&E | EXCHEC_7_UNIT 1 | 34306 | EXCHQUER | 13.8 | 0 | 1 | Fresno | Panoche 115 kV, Wilson 115 kV | Aug NQC | MUNI
206 | PG&E | EXCLSG_1_SOLAR | 34623 | EXCLSRSL | 0.5 | 0 | 1 | Fresno | Panoche 115 kV | Aug NQC | Solar
207 | PG&E | FRESHW_1_SOLAR1 | 34699 | FRSHWTRSLR | 0.385 | 0 | 1 | Fresno | Herndon, Hanford | Energy Only | Solar
208 | PG&E | FRIANT_6_UNITS | 34636 | FRIANTDAM | 6.6 | 0 | 2 | Fresno | Borden | Aug NQC | Net Seller
209 | PG&E | FRIANT_6_UNITS | 34636 | FRIANTDAM | 6.6 | 0 | 3 | Fresno | Borden | Aug NQC | Net Seller
210 | PG&E | FRIANT_6_UNITS | 34636 | FRIANTDAM | 6.6 | 0 | 4 | Fresno | Borden | Aug NQC | Net Seller
211 | PG&E | GIFENS_6_BUGSL1 | 34644 | BRFRDGFNSPV | 0.55 | 0 | 1 | Fresno |  | Aug NQC | Solar
212 | PG&E | GIFFEN_6_SOLAR | 34467 | GIFFEN_DIST | 12.47 | 0 | 1 | Fresno |  | Aug NQC | Solar
213 | PG&E | GIFFEN_6_SOLAR1 |  |  |  | 0 |  | Fresno |  | Not modeled Energy Only | Solar
214 | PG&E | GUERNS_6_HD3BM3 |  |  |  | 0 |  | Fresno |  | Not modeled Energy Only | Market
215 | PG&E | GUERNS_6_SOLAR | 34463 | GUERNSEY_D2 | 12.47 | 0 | 5 | Fresno |  | Aug NQC | Solar
216 | PG&E | GUERNS_6_SOLAR | 34461 | GUERNSEY_D1 | 12.47 | 0 | 8 | Fresno |  | Aug NQC | Solar
217 | PG&E | GUERNS_6_VH2BM1 |  |  |  | 0 |  | Fresno |  | Not modeled Energy Only | Market
218 | PG&E | GWFPWR_1_HPPBT1 | 365188 | HANFORDHBES | 0.69 | 0 | 1 | Fresno | Herndon, Hanford |  | Battery
219 | PG&E | GWFPWR_1_LDCTG1 | 34431 | HANFORDPPCT1 | 13.8 | 0 | 1 | Fresno | Herndon, Hanford |  | Market
220 | PG&E | GWFPWR_1_LDCTG2 | 34433 | HANFORDPPCT2 | 13.8 | 0 | 1 | Fresno | Herndon, Hanford |  | Market
221 | PG&E | GWFPWR_1_LEDBT1 | 365767 | Q1713BESS | 0.69 | 0 | 1 | Fresno | Herndon, Hanford |  | Battery
222 | PG&E | HAASPH_7_PL1X2 | 34610 | HAAS | 13.8 | 0 | 1 | Fresno | Herndon | Aug NQC | Market
223 | PG&E | HAASPH_7_PL1X2 | 34610 | HAAS | 13.8 | 0 | 2 | Fresno | Herndon | Aug NQC | Market
224 | PG&E | HARDWK_6_STWBM1 |  |  |  | 0 |  | Fresno |  | Not modeled Energy Only | Market
225 | PG&E | HELMPG_7_UNIT 1 | 34600 | HELMS | 18 | 0 | 1 | Fresno |  | Aug NQC | Market
226 | PG&E | HELMPG_7_UNIT 2 | 34602 | HELMS | 18 | 0 | 2 | Fresno |  | Aug NQC | Market
227 | PG&E | HELMPG_7_UNIT 3 | 34604 | HELMS | 18 | 0 | 3 | Fresno |  | Aug NQC | Market
228 | PG&E | HENRTA_6_ACDSR3 | 92796 | 2796-WD | 230 | 0 | EW | Fresno |  | Energy Only | Solar
229 | PG&E | HENRTA_6_ELCTG1 | 34539 | GWF_GT1 | 13.8 | 0 | 1 | Fresno |  |  | Market
230 | PG&E | HENRTA_6_ELCTG2 | 34541 | GWF_GT2 | 13.8 | 0 | 1 | Fresno |  |  | Market
231 | PG&E | HENRTA_6_HDEBT1 | 365115 | HENRTADESBS | 0.55 | 0 | 1 | Fresno |  |  | Battery
232 | PG&E | HENRTA_6_SOLAR1 |  |  |  | 0 |  | Fresno |  | Not modeled Aug NQC | Solar
233 | PG&E | HENRTA_6_SOLAR2 |  |  |  | 0 |  | Fresno |  | Not modeled Energy Only | Solar
234 | PG&E | HENRTS_1_SOLAR | 34617 | HNRTASOLARPV | 0.385 | 0 | 1 | Fresno | Herndon, Hanford | Aug NQC | Solar
235 | PG&E | HURON_6_SOLAR | 34557 | HURON_DI | 12.47 | 0 | 1 | Fresno | Coalinga, Panoche 115 kV | Aug NQC | Solar
236 | PG&E | HURON_6_SOLAR | 34557 | HURON_DI | 12.47 | 0 | 2 | Fresno | Coalinga, Panoche 115 kV | Aug NQC | Solar
237 | PG&E | JAVASR_1_JAVSR1 | 34649 | JAVASLRSPV | 0.6 | 0 | 1 | Fresno | Herndon, Hanford | Aug NQC | Solar
238 | PG&E | JAYNE_6_WLSLR | 34639 | WESTLNDS | 0.48 | 0 | 1 | Fresno | Coalinga | Energy Only | Solar
239 | PG&E | KANSAS_6_SOLAR | 34666 | KANSASS_S | 12.47 | 0 | F | Fresno |  | Energy Only | Solar
240 | PG&E | KERKH2_7_UNIT 1 | 34308 | KERCKHOF | 13.8 | 0 | 1 | Fresno | Herndon, Wilson 115 kV | Aug NQC | Market
241 | PG&E | KERMAN_6_SOLAR1 |  |  |  | 0 |  | Fresno |  | Not modeled Energy Only | Solar
242 | PG&E | KERMAN_6_SOLAR2 |  |  |  | 0 |  | Fresno |  | Not modeled Energy Only | Solar
243 | PG&E | KERNEY_6_FCSSR1 | 34668 | KEARNEY_D1 | 12.47 | 0 | 1 | Fresno |  | Energy Only | Solar
244 | PG&E | KINGCO_1_KINGBR | 34642 | KINGSBUR | 13.8 | 0 | 1 | Fresno | Herndon, Hanford | Aug NQC | Net Seller
245 | PG&E | KINGCO_1_KINGBR | 34642 | KINGSBUR | 13.8 | 0 | 2 | Fresno | Herndon, Hanford | Aug NQC | Net Seller
246 | PG&E | KINGRV_7_UNIT 1 | 34616 | KINGSRIV | 13.8 | 0 | 1 | Fresno | Herndon, Reedley | Aug NQC | Market
247 | PG&E | KNGBRG_1_KBSLR1 |  |  |  | 0 |  | Fresno |  | Not modeled Energy Only | Solar
248 | PG&E | KNGBRG_1_KBSLR2 |  |  |  | 0 |  | Fresno |  | Not modeled Energy Only | Solar
249 | PG&E | KNTSTH_6_SOLAR | 34694 | KENT_S | 0.8 | 0 | 1 | Fresno |  | Energy Only | Solar
250 | PG&E | KNTSTH_6_WALSR1 | 365679 | WSTALMONDSPV | 0.63 | 0 | 1 | Fresno |  | Energy Only | Solar
251 | PG&E | LEPRFD_1_KANSAS | 346802 | KANSASSLRPV | 0.69 | 0 | 1 | Fresno | Herndon, Hanford | Aug NQC | Solar
252 | PG&E | LOTUS_6_LSFSR1 | 34335 | LOTUSSFS | 0.315 | 0 | 1 | Fresno | Borden | Aug NQC | Solar
253 | PG&E | LTBEAR_1_LB3SR3 | 365663 | LILBEAR3SPV | 0.55 | 0 | 1 | Fresno | Panoche 115 kV, Wilson 115 kV | Aug NQC | Solar
254 | PG&E | LTBEAR_1_LB4SR4 | 365673 | LILBEAR4SPV | 34.5 | 0 | 1 | Fresno | Panoche 115 kV, Wilson 115 kV | Aug NQC | Solar
255 | PG&E | LTBEAR_1_LB4SR5 | 365675 | LILBEAR5SPV | 34.5 | 0 | 1 | Fresno | Panoche 115 kV, Wilson 115 kV | Aug NQC | Solar
256 | PG&E | LTBERA_1_LB1SR1 | 365604 | LILBEAR1SPV | 0.55 | 0 | 1 | Fresno | Panoche 115 kV, Wilson 115 kV | Aug NQC | Solar
257 | PG&E | LUNAVL_2_LVSSR1 | 365740 | Q1129SBDC1 | 34.5 | 0 | 1 | Fresno |  | Aug NQC | Solar
258 | PG&E | LUNAVL_2_LVSSR2 | 365740 | Q1129SBDC1 | 34.5 | 0 | 1 | Fresno |  | Aug NQC | Solar
259 | PG&E | LUNAVL_2_LVSSR3 | 367628 | Q1129SBDC2 | 34.5 | 0 | 1 | Fresno |  | Aug NQC | Solar
260 | PG&E | MALAGA_1_AUCTG1 | 34671 | KRCDPCT1 | 13.8 | 0 | 1 | Fresno | Herndon |  | Market
261 | PG&E | MALAGA_1_AUCTG2 | 34672 | KRCDPCT2 | 13.8 | 0 | 1 | Fresno | Herndon |  | Market
262 | PG&E | MCCALL_1_QF |  |  |  | 0 |  | Fresno | Herndon | Not modeled Aug NQC | QF/Selfgen
263 | PG&E | MCSWAN_6_UNITS | 34320 | MCSWAIN | 9.11 | 0 | 1 | Fresno | Panoche 115 kV, Wilson 115 kV | Aug NQC | MUNI
264 | PG&E | MENBIO_6_RENEW1 | 34339 | CALRENEW | 12.5 | 0 | 1 | Fresno | Panoche 115 kV, Wilson 115 kV | Aug NQC | Net Seller
265 | PG&E | MERCED_1_SOLAR1 |  |  |  | 0 |  | Fresno |  | Not modeled Energy Only | Solar
266 | PG&E | MERCED_1_SOLAR2 |  |  |  | 0 |  | Fresno |  | Not modeled Energy Only | Solar
267 | PG&E | MERCFL_6_UNIT | 34322 | MERCEDFL | 9.11 | 0 | 1 | Fresno | Panoche 115 kV, Wilson 115 kV | Aug NQC | Market
268 | PG&E | MNDOTA_1_SOLAR1 | 34313 | NORTHSTA | 0.2 | 0 | 1 | Fresno | Panoche 115 kV, Wilson 115 kV | Aug NQC | Solar
269 | PG&E | MNDOTA_1_SOLAR2 |  |  |  | 0 |  | Fresno | Panoche 115 kV, Wilson 115 kV | Not modeled Energy Only | Solar
270 | PG&E | MSTANG_2_MTGBT1 | 34685 | MUSTANGBES | 0.8 | 0 | 2 | Fresno |  |  | Battery
271 | PG&E | MSTANG_2_SOLAR | 34683 | REMUSTANGSPV | 0.36 | 0 | 1 | Fresno |  | Aug NQC | Solar
272 | PG&E | MSTANG_2_SOLAR3 | 34683 | REMUSTANGSPV | 0.36 | 0 | 1 | Fresno |  | Aug NQC | Solar
273 | PG&E | MSTANG_2_SOLAR4 | 34683 | REMUSTANGSPV | 0.36 | 0 | 1 | Fresno |  | Aug NQC | Solar
274 | PG&E | ONLLPP_6_UNITS | 34316 | ONEILPMP | 9.11 | 0 | 1 | Fresno |  | Aug NQC | MUNI
275 | PG&E | OROLOM_1_SOLAR1 | 346892 | OROLOMA1SPV | 0.385 | 0 | 1 | Fresno | Panoche 115 kV | Energy Only | Solar
276 | PG&E | OROLOM_1_SOLAR2 | 34689 | OROLOMA_D3 | 12.47 | 0 | 2 | Fresno | Panoche 115 kV | Energy Only | Solar
277 | PG&E | ORTGA_6_ME1SL1 |  |  |  | 0 |  | Fresno |  | Not modeled Aug NQC | Solar
278 | PG&E | PAIGES_6_SOLAR | 34653 | PAIGESLR | 0.55 | 0 | 1 | Fresno | Coalinga, Panoche 115 kV | Energy Only | Solar
279 | PG&E | PINFLT_7_UNITS | 38720 | PINEFLAT | 13.8 | 0 | 1 | Fresno | Herndon | Aug NQC | MUNI
280 | PG&E | PINFLT_7_UNITS | 38720 | PINEFLAT | 13.8 | 0 | 2 | Fresno | Herndon | Aug NQC | MUNI
281 | PG&E | PINFLT_7_UNITS | 38720 | PINEFLAT | 13.8 | 0 | 3 | Fresno | Herndon | Aug NQC | MUNI
282 | PG&E | PNCHPP_1_PL1X2 | 34328 | STRWDPNC | 13.8 | 0 | 1 | Fresno | Panoche 115 kV |  | Market
283 | PG&E | PNCHPP_1_PL1X2 | 34329 | STRWDPNC | 13.8 | 0 | 2 | Fresno | Panoche 115 kV |  | Market
284 | PG&E | PNOCHE_1_PL1X2 | 34142 | WHD_PAN2 | 13.8 | 0 | 1 | Fresno | Panoche 115 kV |  | Market
285 | PG&E | PNOCHE_1_UNITA1 | 34186 | CALPEAKP | 13.8 | 0 | 1 | Fresno | Panoche 115 kV |  | Market
286 | PG&E | REEDLY_6_SOLAR |  |  |  | 0 |  | Fresno | Herndon, Reedley | Not modeled Energy Only | Solar
287 | PG&E | S_RITA_6_SOLAR1 |  |  |  | 0 |  | Fresno |  | Not modeled Energy Only | Solar
288 | PG&E | SCARLT_2_SS2BT1 | 365240 | Q1135BESS3 | 0.69 | 0 | 3 | Fresno |  |  | Battery
289 | PG&E | SCARLT_2_SS2SR1 |  |  |  | 0 |  | Fresno |  |  | Solar
290 | PG&E | SCARLT_2_SSABT1 | 365225 | Q1135BESS1 | 34.5 | 0 | 1 | Fresno |  |  | Battery
291 | PG&E | SCARLT_2_SSASR1 | 365226 | Q1135SPV1 | 34.5 | 0 | 1 | Fresno |  | Aug NQC | Solar
292 | PG&E | SCARLT_2_SSBBT1 | 365227 | Q1135BESS2 | 34.5 | 0 | 2 | Fresno |  |  | Battery
293 | PG&E | SCARLT_2_SSBSR1 | 365230 | Q1135SPV2 | 0.6 | 0 | 2 | Fresno |  | Aug NQC | Solar
294 | PG&E | SCHNDR_1_FIVPTS | 34353 | SCHINDLER_D | 12.47 | 0 | 1 | Fresno | Panoche 115 kV | Aug NQC | Solar
295 | PG&E | SCHNDR_1_FIVPTS | 34353 | SCHINDLER_D | 12.47 | 0 | 2 | Fresno | Panoche 115 kV | Aug NQC | Solar
296 | PG&E | SCHNDR_1_WSTSDE | 34353 | SCHINDLER_D | 12.47 | 0 | 3 | Fresno | Panoche 115 kV | Aug NQC | Solar
297 | PG&E | SCHNDR_1_WSTSDE | 34353 | SCHINDLER_D | 12.47 | 0 | 4 | Fresno | Panoche 115 kV | Aug NQC | Solar
298 | PG&E | SGREGY_6_SANGER | 34646 | SANGERCG1 | 13.8 | 0 | 1 | Fresno | Herndon | Aug NQC | Market
299 | PG&E | SGREGY_6_SANGER | 34646 | SANGERCG2 | 13.8 | 0 | 2 | Fresno | Herndon | Aug NQC | Market
300 | PG&E | SLATE_2_SLASR1 | 365694 | SLATESPV1 | 0.645 | 0 | 1 | Fresno |  | Aug NQC | Hybrid
301 | PG&E | SLATE_2_SLASR2 | 365695 | SLATEBESS1 | 0.66 | 0 | 2 | Fresno |  | Aug NQC | Hybrid
302 | PG&E | SLATE_2_SLASR3 |  |  |  | 0 |  | Fresno |  | Not modeled Aug NQC | Hybrid
303 | PG&E | SLATE_2_SLASR4 | 365698 | SLATESPV2 | 0.645 | 0 | 3 | Fresno |  | Aug NQC | Hybrid
304 | PG&E | SLATE_2_SLASR5 | 365699 | SLATEBESS2 | 0.66 | 0 | 4 | Fresno |  | Aug NQC | Hybrid
305 | PG&E | STOREY_2_MDRCH2 |  |  |  | 0 |  | Fresno |  | Not modeled Aug NQC | Market
306 | PG&E | STOREY_2_MDRCH3 |  |  |  | 0 |  | Fresno |  | Not modeled Aug NQC | Market
307 | PG&E | STOREY_2_MDRCH4 |  |  |  | 0 |  | Fresno |  | Not modeled Aug NQC | Market
308 | PG&E | STOREY_7_MDRCHW | 34209 | STOREY D | 12.47 | 0 | 1 | Fresno |  | Aug NQC | Net Seller
309 | PG&E | STROUD_6_SOLAR | 34563 | STROUD_D | 12.47 | 0 | 1 | Fresno |  | Aug NQC | Solar
310 | PG&E | STROUD_6_SOLAR | 34563 | STROUD_D | 12.47 | 0 | 2 | Fresno |  | Aug NQC | Solar
311 | PG&E | STROUD_6_WWHSR1 |  |  |  | 0 |  | Fresno |  | Not modeled Energy Only | Solar
312 | PG&E | SUMWHT_6_SWSSR1 | 365504 | SUMMERWHTSPV | 0.6 | 0 | 1 | Fresno |  | Aug NQC | Solar
313 | PG&E | TRNQL8_2_AMASR1 | 365514 | TRNQAMRSPV | 0.55 | 0 | 1 | Fresno |  | Aug NQC | Solar
314 | PG&E | TRNQL8_2_AZUSR1 | 365517 | TRNQAZLSPV | 0.55 | 0 | 2 | Fresno |  | Aug NQC | Solar
315 | PG&E | TRNQL8_2_ROJSR1 | 365520 | TRNQRJOSPV | 0.55 | 0 | 3 | Fresno |  | Aug NQC | Solar
316 | PG&E | TRNQL8_2_VERSR1 | 365526 | TRNQVRDSPV | 0.55 | 0 | 4 | Fresno |  | Aug NQC | Solar
317 | PG&E | TRNQLT_2_RETBT1 | 34444 | RETRQLTYBES1 | 0.53 | 0 | 1 | Fresno |  |  | Battery
318 | PG&E | TRNQLT_2_RETBT1 | 365332 | RETRQLTYBES2 | 0.53 | 0 | 2 | Fresno |  |  | Battery
319 | PG&E | TRNQLT_2_SOLAR | 34340 | TRANQLTYSPV1 | 0.418 | 0 | 1 | Fresno |  | Aug NQC | Solar
320 | PG&E | TRNQLT_2_SOLAR | 365330 | TRANQLTYSPV2 | 0.418 | 0 | 2 | Fresno |  | Aug NQC | Solar
321 | PG&E | TVYVLY_6_KRSHY1 |  |  |  | 0 |  | Fresno |  | Not modeled Aug NQC | Market
322 | PG&E | ULTPFR_1_UNIT 1 | 34640 | RIOBRVOF | 12.47 | 0 | 1 | Fresno | Herndon | Aug NQC | Market
323 | PG&E | VEGA_6_SOLAR1 | 34314 | VEGA | 34.5 | 0 | 1 | Fresno |  | Energy Only | Solar
324 | PG&E | WAUKNA_1_SOLAR | 365180 | CRCRNSLRSPV | 0.36 | 0 | 1 | Fresno | Herndon, Hanford | Aug NQC | Solar
325 | PG&E | WAUKNA_1_SOLAR2 | 34677 | CORCORAN2SPV | 0.41 | 0 | 1 | Fresno | Herndon, Hanford | No NQC - Pmax | Solar
326 | PG&E | WFRESN_1_SOLAR |  |  |  | 0 |  | Fresno |  | Not modeled Energy Only | Solar
327 | PG&E | WHITNY_6_SOLAR | 34673 | WHTNYPTSPV | 0.55 | 0 | 1 | Fresno | Coalinga, Panoche 115 kV | Energy Only | Solar
328 | PG&E | WISHON_6_UNITS | 34658 | WISHON | 2.3 | 0 | 1 | Fresno | Borden | Aug NQC | Market
329 | PG&E | WISHON_6_UNITS | 34658 | WISHON | 2.3 | 0 | 2 | Fresno | Borden | Aug NQC | Market
330 | PG&E | WISHON_6_UNITS | 34658 | WISHON | 2.3 | 0 | 3 | Fresno | Borden | Aug NQC | Market
331 | PG&E | WISHON_6_UNITS | 34658 | WISHON | 2.3 | 0 | 4 | Fresno | Borden | Aug NQC | Market
332 | PG&E | WISHON_6_UNITS | 34658 | WISHON | 2.3 | 0 | SJ | Fresno | Borden | Aug NQC | Market
333 | PG&E | WOODWR_1_HYDRO |  |  |  | 0 |  | Fresno | Herndon | Not modeled Energy Only | Market
334 | PG&E | ZZ_BORDEN_2_QF | 34253 | BORDEN D | 12.47 | 0 | QF | Fresno |  | No NQC - hist. data | Net Seller
335 | PG&E | ZZ_BULLRD_7_SAGNES | 34213 | BULLD 12 | 12.47 | 0 | 1 | Fresno | Herndon | Aug NQC | QF/Selfgen
336 | PG&E | ZZ_CHWCHL_1_BIOMAS | 34305 | CHWCHLA2 | 13.8 | 0 | 1 | Fresno | Panoche 115 kV, Wilson 115 kV | Aug NQC | Market
337 | PG&E | ZZ_DINUBA_6_UNIT | 34648 | DINUBA E | 13.8 | 0 | MB | Fresno | Herndon, Reedley | Mothballed | Market
338 | PG&E | ZZ_ELNIDP_6_BIOMAS | 34330 | ELNIDOBM | 13.8 | 0 | 1 | Fresno | Panoche 115 kV, Wilson 115 kV | Aug NQC | Market
339 | PG&E | ZZ_HENRTA_6_UNITA1 | 365336 | ELECTROLYTB1 | 0.69 | 0 | 3 | Fresno |  | Energy Only | Battery
340 | PG&E | ZZ_HENRTA_6_UNITA1 | 365337 | ELECTROLYTB2 | 0.69 | 0 | 4 | Fresno |  | Energy Only | Battery
341 | PG&E | ZZ_INTTRB_6_UNIT | 34342 | INT.TURB | 9.11 | 0 | 1 | Fresno |  | Repowering | Market
342 | PG&E | ZZ_KERKH1_7_UNIT 2 | 34343 | KERCK1-2 | 6.6 | 0 | MB | Fresno | Herndon, Wilson 115 kV | No NQC - hist. data | Market
343 | PG&E | ZZ_MALAGA_1_ACDBX2 | 365709 | ACIDBESS1 | 0.69 | 0 | 1 | Fresno | Herndon | Energy Only | Battery
344 | PG&E | ZZ_MALAGA_1_ACDBX2 | 365711 | ACIDBESS2 | 0.69 | 0 | 1 | Fresno | Herndon | Energy Only | Battery
345 | PG&E | ZZ_NA | 34485 | FRESNOWW | 12.5 | 0 | RE | Fresno |  | No NQC - hist. data | QF/Selfgen
346 | PG&E | ZZ_NA | 34651 | JACALITO | 0.55 | 0 | RE | Fresno | Coalinga | Energy Only | Market
347 | PG&E | ZZ_WRGHTP_7_AMENGY | 34207 | WRIGHT D | 12.47 | 0 | QF | Fresno |  |  | QF/Selfgen
348 | PG&E | ZZZ_New Unit | 365504 | SUMMERWHTSPV | 0.6 | 2.34 | 1 | Fresno |  | No NQC - est. data | Solar
349 | PG&E | ZZZ_New Unit | 366340 | Q1378WIND | 0.75 | 15.32 | 1 | Fresno |  | No NQC - est. data | Wind
350 | PG&E | ZZZ_New Unit | 365746 | Q1718WIND | 0.75 | 18.38 | 1 | Fresno |  | No NQC - est. data | Wind
351 | PG&E | ZZZ_New Unit | 365740 | Q1129SBDC | 34.5 | 138.5 | 1 | Fresno |  | No NQC - est. data | Battery
352 | PG&E | ZZZ_New Unit | 366004 | Q1391SPV | 0.6 | 0 | 2 | Fresno |  | Energy Only | Solar
353 | PG&E | ZZZ_New Unit | 365747 | Q1718BESS | 0.9 | 54.94 | 2 | Fresno |  | No NQC - est. data | Battery
354 | PG&E | ZZZ_New Unit | 366005 | Q1391BESS | 0.6 | 184 | 2 | Fresno |  | No NQC - est. data | Battery
355 | PG&E | ZZZ_New Unit | 365325 | MUSTANGSPV3 | 0.36 | 3.7 | 3 | Fresno |  | No NQC - est. data | Solar
356 | PG&E | ZZZ_New Unit | 365327 | MUSTANGSPV4 | 0.36 | 4.1 | 4 | Fresno |  | No NQC - est. data | Solar
357 | PG&E | ZZZ_New Unit | 365706 | FSNOCGNBESS2 | 0.69 | 16.4 | 5 | Fresno | Herndon | No NQC - est. data | Battery
358 | PG&E | ZZZ_New Unit | 92080 | 2080-WD | 115 | 0 | EW | Fresno | Herndon, Reedley | Energy Only | Solar
359 | PG&E | ZZZ_New Unit | 92226 | 2226-WD | 115 | 0 | EW | Fresno | Panoche 115 kV | Energy Only | Solar
360 | PG&E | ZZZ_New Unit | 92649 | 2649-WD | 70 | 0 | EW | Fresno |  | Energy Only | Solar
361 | PG&E | ZZZ_New Unit | 93057 | 3057-WD | 115 | 0 | EW | Fresno | Panoche 115 kV | Energy Only | Solar
362 | PG&E | ZZZ_New Unit | 92142 | 2142-WD | 70 | 0.08 | FW | Fresno |  | No NQC - est. data | Solar
363 | PG&E | ZZZ_New Unit | 92484 | 2484-WD | 21 | 9.9 | FW | Fresno | Coalinga | No NQC - est. data | Battery
364 | PG&E | ZZZ_New Unit | 342400 | GLASS_D1 | 12.47 | 0 | RE | Fresno |  | Energy Only | Solar
365 | PG&E | ZZZ_New Unit | 367633 | SESWTF | 4.16 | 0 | RE | Fresno | Herndon | Energy Only | Solar
366 | PG&E | ZZZ_New Unit | 342671 | TOMATEK | 12 | 0 | RE | Fresno | Panoche 115 kV, Wilson 115 kV | Energy Only | Hybrid
367 | PG&E | ZZZ_New Unit | 92007 | 2007-RD | 70 | 0 | RN | Fresno | Borden | Energy Only | Market
368 | PG&E | ZZZ_New Unit | 365340 | LEPRINOFDLMR | 21 | 0 | RN | Fresno | Herndon, Hanford | Energy Only | Market
369 | PG&E | ZZZ_New Unit | 34603 | JGBSWLT | 12.47 | 0 | ST | Fresno | Herndon, Hanford | Energy Only | Market
370 | PG&E | ZZZZ_New Unit | 365857 | 13C1728SPV | 0.63 | 0 | 1 | Fresno |  | Energy Only | Solar
371 | PG&E | ZZZZ_New Unit | 365847 | Q1709SPV | 0.63 | 0 | 1 | Fresno |  | Energy Only | Solar
372 | PG&E | ZZZZ_New Unit | 365848 | Q1709BESS | 0.63 | 35 | 2 | Fresno |  | No NQC - est. data | Battery
373 | PG&E | ZZZZ_New Unit | 365858 | 13C1728BESS | 0.63 | 75 | 2 | Fresno |  | No NQC - est. data | Battery
374 | PG&E | BRDGVL_7_BAKER |  |  |  | 0 |  | Humboldt |  | Not modeled Aug NQC | Net Seller
375 | PG&E | FTSWRD_6_TRFORK |  |  |  | 0 |  | Humboldt |  | Not modeled Aug NQC | Market
376 | PG&E | FTSWRD_7_QFUNTS |  |  |  | 0 |  | Humboldt |  | Not modeled Aug NQC | QF/Selfgen
377 | PG&E | HUMBPP_1_UNITS3 | 31180 | HMBOBAYPPB | 13.8 | 0 | 4 | Humboldt |  |  | Market
378 | PG&E | HUMBPP_1_UNITS3 | 31180 | HMBOBAYPPB | 13.8 | 0 | 5 | Humboldt |  |  | Market
379 | PG&E | HUMBPP_1_UNITS3 | 31180 | HMBOBAYPPB | 13.8 | 0 | 6 | Humboldt |  |  | Market
380 | PG&E | HUMBPP_1_UNITS3 | 31180 | HMBOBAYPPB | 13.8 | 0 | 7 | Humboldt |  |  | Market
381 | PG&E | HUMBPP_6_UNITS | 31181 | HMBOBAYPPA | 13.8 | 0 | 1 | Humboldt |  |  | Market
382 | PG&E | HUMBPP_6_UNITS | 31181 | HMBOBAYPPA | 13.8 | 0 | 2 | Humboldt |  |  | Market
383 | PG&E | HUMBPP_6_UNITS | 31181 | HMBOBAYPPA | 13.8 | 0 | 3 | Humboldt |  |  | Market
384 | PG&E | HUMBPP_6_UNITS | 31182 | HMBOBAYPPC | 13.8 | 0 | 8 | Humboldt |  |  | Market
385 | PG&E | HUMBPP_6_UNITS | 31182 | HMBOBAYPPC | 13.8 | 0 | 9 | Humboldt |  |  | Market
386 | PG&E | HUMBPP_6_UNITS | 31182 | HMBOBAYPPC | 13.8 | 0 | 10 | Humboldt |  |  | Market
387 | PG&E | KEKAWK_6_UNIT | 31166 | KEKAWAKACRK | 4.16 | 0 | 1 | Humboldt |  | Aug NQC | Net Seller
388 | PG&E | PACLUM_6_UNIT | 31152 | HRCGENSAB | 13.8 | 0 | 1 | Humboldt |  | Aug NQC | Net Seller
389 | PG&E | PACLUM_6_UNIT | 31152 | HRCGENSAB | 13.8 | 0 | 2 | Humboldt |  | Aug NQC | Net Seller
390 | PG&E | PACLUM_6_UNIT | 31153 | HRCGENC | 2.4 | 0 | 3 | Humboldt |  | Aug NQC | Net Seller
391 | PG&E | ZZ_ARCATA_6_FCPSB1 | 31072 | ARCATA | 60 | 0 | 1 | Humboldt |  | Energy Only | Solar
392 | PG&E | ZZ_BLULKE_6_BLUELK | 31156 | BLUELKPP | 12.5 | 0 | MB | Humboldt |  | Mothballed | Market
393 | PG&E | ZZ_FAIRHV_6_UNIT | 31150 | FAIRHAVN | 13.8 | 0 | 1 | Humboldt |  | No NQC - hist. data | Net Seller
394 | PG&E | ZZ_LAPAC_6_UNIT | 31158 | LP SAMOA | 12.5 | 0 | 1 | Humboldt |  |  | Market
395 | PG&E | ZZZ_2399-WD | 31080 | HUMBOLDT | 60 | 0 | 1 | Humboldt |  | Energy Only | Solar
396 | PG&E | ZZZ_2400-WD | 31080 | HUMBOLDT | 60 | 0 | 2 | Humboldt |  | Energy Only | Solar
397 | PG&E | ZZZ_3258-WD | 31072 | ARCATA | 60 | 0 | 2 | Humboldt |  | Energy Only | Solar
398 | PG&E | ZZZ_New Unit | 399997 | FAIRHAVEN ES | 60 | 0 | EW | Humboldt |  | Energy Only | Battery
399 | PG&E | 7STDRD_1_SOLAR1 | 35065 | 7STNDRD_D1 | 21.6 | 0 | 1 | Kern | South Kern PP, Kern Oil | Aug NQC | Solar
400 | PG&E | BDGRCK_1_UNITS | 35029 | BADGERCK | 13.8 | 0 | 1 | Kern | South Kern PP | Aug NQC | Net Seller
401 | PG&E | BEARMT_1_UNIT | 35066 | PSE-BEAR | 13.8 | 0 | 1 | Kern | South Kern PP, Westpark | Aug NQC | Net Seller
402 | PG&E | BKRFLD_2_SOLAR1 |  |  |  | 0 |  | Kern | South Kern PP | Not modeled Aug NQC | Solar
403 | PG&E | DEXZEL_1_UNIT | 35024 | DEXZEL | 13.8 | 0 | 1 | Kern | South Kern PP, Kern Oil | Aug NQC | Net Seller
404 | PG&E | DISCOV_1_CHEVRN | 35062 | DISCOVRY | 13.8 | 0 | 1 | Kern | South Kern PP, Kern Oil | Aug NQC | QF/Selfgen
405 | PG&E | DOUBLC_1_UNITS | 35023 | DOUBLE C | 13.8 | 0 | 1 | Kern | South Kern PP | Aug NQC | Net Seller
406 | PG&E | DOUBLC_1_UNITS | 35023 | DOUBLE C | 13.8 | 0 | 2 | Kern | South Kern PP | Aug NQC | Net Seller
407 | PG&E | KERNFT_1_UNITS | 35026 | KERNFRNT | 13.8 | 0 | 1 | Kern | South Kern PP | Aug NQC | Net Seller
408 | PG&E | KERNFT_1_UNITS | 35026 | KERNFRNT | 13.8 | 0 | 2 | Kern | South Kern PP | Aug NQC | Net Seller
409 | PG&E | LAMONT_1_SOLAR1 | 35019 | REGULUS | 0.4 | 0 | 1 | Kern | South Kern PP, Kern PWR-Tevis | Aug NQC | Solar
410 | PG&E | LAMONT_1_SOLAR2 | 35092 | REDWOODSPV | 0.6 | 0 | 4 | Kern | South Kern PP, Kern PWR-Tevis | Aug NQC | Solar
411 | PG&E | LAMONT_1_SOLAR3 | 35087 | WOODMERESPV | 0.4 | 0 | 1 | Kern | South Kern PP, Kern PWR-Tevis | Aug NQC | Solar
412 | PG&E | LAMONT_1_SOLAR4 | 35059 | HAYWORTHSPV | 0.4 | 0 | 1 | Kern | South Kern PP, Kern PWR-Tevis | Aug NQC | Solar
413 | PG&E | LAMONT_1_SOLAR5 | 35054 | REDCRESTSPV | 0.4 | 0 | 1 | Kern | South Kern PP, Kern PWR-Tevis | Aug NQC | Solar
414 | PG&E | LIVOAK_1_UNIT 1 | 35058 | PSE-LVOK | 9.1 | 0 | 1 | Kern | South Kern PP, Kern Oil | Aug NQC | Net Seller
415 | PG&E | MAGUND_1_BKISR1 |  |  |  | 0 |  | Kern | South Kern PP, Kern Oil | Not modeled Aug NQC | Solar
416 | PG&E | MAGUND_1_BKSSR2 |  |  |  | 0 |  | Kern | South Kern PP, Kern Oil | Not modeled Aug NQC | Solar
417 | PG&E | MTNPOS_1_UNIT | 35036 | MT POSO | 13.8 | 0 | 1 | Kern | South Kern PP, Kern Oil | Aug NQC | Net Seller
418 | PG&E | OLDRIV_6_BIOGAS |  |  |  | 0 |  | Kern | South Kern PP, Kern 70 kV | Not modeled Aug NQC | Market
419 | PG&E | OLDRIV_6_CESDBM |  |  |  | 0 |  | Kern | South Kern PP, Kern 70 kV | Not modeled Aug NQC | Market
420 | PG&E | OLDRIV_6_LKVBM1 |  |  |  | 0 |  | Kern | South Kern PP, Kern 70 kV | Not modeled Aug NQC | Market
421 | PG&E | OLDRV1_6_SOLAR | 35091 | OLDRIVER1SPV | 0.69 | 0 | 1 | Kern | South Kern PP, Kern 70 kV | Aug NQC | Solar
422 | PG&E | SIERRA_1_UNITS | 35027 | HISIERRA | 13.8 | 0 | 1 | Kern | South Kern PP | Aug NQC | Market
423 | PG&E | SIERRA_1_UNITS | 35027 | HISIERRA | 13.8 | 0 | 2 | Kern | South Kern PP | Aug NQC | Market
424 | PG&E | SKERN_6_SOLAR1 | 35089 | S_KERN | 0.48 | 0 | 1 | Kern | South Kern PP, Kern 70 kV | Aug NQC | Solar
425 | PG&E | SKERN_6_SOLAR2 | 365563 | SKICSPV | 0.4 | 0 | 1 | Kern | South Kern PP, Kern 70 kV | Aug NQC | Solar
426 | PG&E | VEDDER_1_SEKERN | 35046 | SEKR | 9.11 | 0 | 1 | Kern | South Kern PP, Kern Oil | Aug NQC | QF/Selfgen
427 | PG&E | ZZZ_New Unit | 91783 | 1783-WD | 0.645 | 0 | EW | Kern | South Kern PP, Kern PWR-Tevis | Energy Only | Solar
428 | PG&E | ZZZ_New Unit | 366955 | 2446-RD-SPV | 0.645 | 0 | RE | Kern | South Kern PP, Kern Oil | Energy Only | Solar
429 | PG&E | ZZZ_New Unit | 35068 | EANDB_D1 | 12.47 | 0 | RE | Kern | South Kern PP | Energy Only | Solar
430 | PG&E | ZZZ_New Unit | 348120 | VEDDER_D1 | 12.47 | 0 | RE | Kern | South Kern PP, Kern Oil | Energy Only | Solar
431 | PG&E | ADLIN_1_UNITS | 31435 | AIDLINGYSR1 | 13.8 | 0 | 1 | NCNB | Eagle Rock, Fulton |  | Market
432 | PG&E | ADLIN_1_UNITS | 31437 | AIDLINGYSR2 | 13.8 | 0 | 2 | NCNB | Eagle Rock, Fulton |  | Market
433 | PG&E | BERCYN_2_BCEBT1 | 39185 | Q1097 | 0.4 | 0 | 1 | NCNB | Fulton |  | Battery
434 | PG&E | CLOVDL_1_SOLAR |  |  |  | 0 |  | NCNB | Eagle Rock, Fulton | Not modeled Aug NQC | Solar
435 | PG&E | FULTON_1_QF |  |  |  | 0 |  | NCNB | Fulton | Not modeled Aug NQC | QF/Selfgen
436 | PG&E | GEYS11_7_UNIT11 | 31412 | GEYSER11 | 13.8 | 0 | 1 | NCNB | Eagle Rock, Fulton |  | Market
437 | PG&E | GEYS12_7_UNIT12 | 31414 | GEYSER12 | 13.8 | 0 | 1 | NCNB | Fulton |  | Market
438 | PG&E | GEYS13_7_UNIT13 | 31416 | GEYSER13 | 13.8 | 0 | 1 | NCNB |  |  | Market
439 | PG&E | GEYS14_7_UNIT14 | 31418 | GEYSER14 | 13.8 | 0 | 1 | NCNB | Fulton |  | Market
440 | PG&E | GEYS16_7_UNIT16 | 31420 | GEYSER16 | 13.8 | 0 | 1 | NCNB | Fulton |  | Market
441 | PG&E | GEYS17_7_UNIT17 | 31422 | GEYSER17 | 13.8 | 0 | 1 | NCNB | Fulton |  | Market
442 | PG&E | GEYS18_7_UNIT18 | 31424 | GEYSER18 | 13.8 | 0 | 1 | NCNB |  |  | Market
443 | PG&E | GEYS20_7_UNIT20 | 31426 | GEYSER20 | 13.8 | 0 | 1 | NCNB |  |  | Market
444 | PG&E | GYS5X6_7_UNITS | 31406 | GEYSR5-6 | 13.8 | 0 | 1 | NCNB | Eagle Rock, Fulton |  | Market
445 | PG&E | GYS5X6_7_UNITS | 31406 | GEYSR5-6 | 13.8 | 0 | 2 | NCNB | Eagle Rock, Fulton |  | Market
446 | PG&E | GYS7X8_7_UNITS | 31408 | GEYSER78 | 13.8 | 0 | 1 | NCNB | Eagle Rock, Fulton |  | Market
447 | PG&E | GYS7X8_7_UNITS | 31408 | GEYSER78 | 13.8 | 0 | 2 | NCNB | Eagle Rock, Fulton |  | Market
448 | PG&E | GYSRVL_7_WSPRNG |  |  |  | 0 |  | NCNB | Fulton | Not modeled Aug NQC | QF/Selfgen
449 | PG&E | HILAND_7_YOLOWD |  |  |  | 0 |  | NCNB | Eagle Rock, Fulton | Not Modeled. Energy Only | Market
450 | PG&E | IGNACO_1_QF |  |  |  | 0 |  | NCNB |  | Not modeled Aug NQC | QF/Selfgen
451 | PG&E | INDVLY_1_UNITS | 31436 | INDIANVLPH | 4.16 | 0 | 1 | NCNB | Eagle Rock, Fulton | Aug NQC | Net Seller
452 | PG&E | INDVLY_1_UNITS | 31436 | INDIANVLPH | 4.16 | 0 | 2 | NCNB | Eagle Rock, Fulton | Aug NQC | Net Seller
453 | PG&E | MONTPH_7_UNITS | 32700 | MONTICLO | 9.1 | 0 | 1 | NCNB | Fulton | Aug NQC | Market
454 | PG&E | MONTPH_7_UNITS | 32700 | MONTICLO | 9.1 | 0 | 2 | NCNB | Fulton | Aug NQC | Market
455 | PG&E | MONTPH_7_UNITS | 32700 | MONTICLO | 9.1 | 0 | 3 | NCNB | Fulton | Aug NQC | Market
456 | PG&E | NCPA_7_GP1UN1 | 38106 | NCPA1GY1 | 13.8 | 0 | 1 | NCNB |  | Aug NQC | MUNI
457 | PG&E | NCPA_7_GP1UN2 | 38108 | NCPA1GY2 | 13.8 | 0 | 1 | NCNB |  | Aug NQC | MUNI
458 | PG&E | NCPA_7_GP2UN3 | 38110 | NCPA2GY1 | 13.8 | 0 | 1 | NCNB | Fulton | Aug NQC | MUNI
459 | PG&E | NCPA_7_GP2UN4 | 38112 | NCPA2GY2 | 13.8 | 0 | 1 | NCNB | Fulton | Aug NQC | MUNI
460 | PG&E | NOVATO_6_LNDFL |  |  |  | 0 |  | NCNB |  | Not modeled Aug NQC | Market
461 | PG&E | SANTFG_7_UNITS | 31400 | SANTAFESTG1 | 13.8 | 0 | 1 | NCNB |  |  | Market
462 | PG&E | SANTFG_7_UNITS | 31401 | SANTAFESTG2 | 13.8 | 0 | 2 | NCNB |  |  | Market
463 | PG&E | SMUDGO_7_UNIT 1 | 31430 | SONOMAPPGEO | 13.8 | 0 | 1 | NCNB |  |  | Market
464 | PG&E | SNMALF_6_UNITS | 31446 | SONOMA LDFL1 | 4.16 | 0 | 1 | NCNB | Fulton | Aug NQC | QF/Selfgen
465 | PG&E | SNMALF_6_UNITS | 31446 | SONOMA LDFL1 | 4.16 | 0 | 2 | NCNB | Fulton | Aug NQC | QF/Selfgen
466 | PG&E | SNMALF_6_UNITS | 31446 | SONOMA LDFL1 | 4.16 | 0 | 3 | NCNB | Fulton | Aug NQC | QF/Selfgen
467 | PG&E | SNMALF_6_UNITS | 31446 | SONOMA LDFL1 | 4.16 | 0 | 4 | NCNB | Fulton | Aug NQC | QF/Selfgen
468 | PG&E | SNMALF_6_UNITS | 31447 | SONOMA LDFL2 | 4.16 | 0 | 5 | NCNB | Fulton | Aug NQC | QF/Selfgen
469 | PG&E | SNMALF_6_UNITS | 31447 | SONOMA LDFL2 | 4.16 | 0 | 6 | NCNB | Fulton | Aug NQC | QF/Selfgen
470 | PG&E | SNMALF_6_UNITS | 31447 | SONOMA LDFL2 | 4.16 | 0 | 7 | NCNB | Fulton | Aug NQC | QF/Selfgen
471 | PG&E | SNMALF_6_UNITS | 31447 | SONOMA LDFL2 | 4.16 | 0 | 8 | NCNB | Fulton | Aug NQC | QF/Selfgen
472 | PG&E | SNMALF_6_UNITS | 31447 | SONOMA LDFL2 | 4.16 | 0 | 9 | NCNB | Fulton | Aug NQC | QF/Selfgen
473 | PG&E | UKIAH_7_LAKEMN | 38020 | CITY UKH | 115 | 0 | 1 | NCNB | Eagle Rock, Fulton | Aug NQC | MUNI
474 | PG&E | UKIAH_7_LAKEMN | 38020 | CITY UKH | 115 | 0 | 2 | NCNB | Eagle Rock, Fulton | Aug NQC | MUNI
475 | PG&E | WDFRDF_2_WFFBT1 | 366344 | WSTFRDFLTRES | 0.4 | 0 | 1 | NCNB | Fulton |  | Battery
476 | PG&E | ZZ_GEYS17_2_BOTRCK | 31421 | BOTTLERK | 13.8 | 0 | 1 | NCNB | Fulton | Energy Only and Mothballed | Market
477 | PG&E | ZZ_POTTER_7_VECINO |  |  |  | 0 |  | NCNB | Eagle Rock, Fulton | Not modeled Aug NQC | QF/Selfgen
478 | PG&E | ZZZ_New Unit | 367338 | Q1859G | 12.47 | 53 | 1 | NCNB | Eagle Rock, Fulton | No NQC - est. data | Market
479 | PG&E | ZZZ_New Unit | 92287 | 2287-WD | 60 | 0 | EW | NCNB |  | Energy Only | Solar
480 | PG&E | ZZZ_New Unit | 92365 | 2365-WD | 60 | 0 | EW | NCNB | Fulton | Energy Only | Solar
481 | PG&E | ZZZ_New Unit | 92606 | 2606-WD | 115 | 0 | EW | NCNB |  | Energy Only | Battery
482 | PG&E | ZZZZ_New Unit | 367508 | Q1838BESS1 | 34.5 | 0 | 1 | NCNB |  | No NQC - est. data | Battery
483 | PG&E | ZZZZ_New Unit | 367509 | Q1838BESS2 | 34.5 | 0 | 2 | NCNB |  | No NQC - est. data | Battery
484 | PG&E | ZZZZ_New Unit | 367510 | Q1838BESS3 | 34.5 | 0 | 3 | NCNB |  | No NQC - est. data | Battery
485 | PG&E | ALLGNY_6_HYDRO1 |  |  |  | 0 |  | Sierra |  | Not modeled Aug NQC | Market
486 | PG&E | APLHIL_1_SFKHY1 |  |  |  | 0 |  | Sierra | South of Rio Oso | Not modeled Energy Only | Market
487 | PG&E | BELDEN_7_UNIT 1 | 31784 | BELDEN | 13.8 | 0 | 1 | Sierra |  | Aug NQC | Market
488 | PG&E | BIOMAS_1_UNIT 1 | 32156 | WOODLAND | 13.8 | 0 | 1 | Sierra |  | Aug NQC | Net Seller
489 | PG&E | BNNIEN_7_ALTAPH |  |  |  | 0 |  | Sierra | Placer, Gold Hill-Drum, South of Rio Oso | Not modeled Aug NQC | Market
490 | PG&E | BOGUE_1_UNITA1 | 32451 | FREC | 13.8 | 0 | 1 | Sierra |  | Aug NQC | Market
491 | PG&E | BOWMN_6_HYDRO | 32480 | BOWMAN | 9.11 | 0 | 1 | Sierra |  | Aug NQC | MUNI
492 | PG&E | BUCKCK_2_HYDRO |  |  |  | 0 |  | Sierra |  | Not modeled Aug NQC | Market
493 | PG&E | BUCKCK_7_OAKFLT |  |  |  | 0 |  | Sierra |  | Not modeled Aug NQC | Market
494 | PG&E | BUCKCK_7_PL1X2 | 31820 | BCKS CRK | 11 | 0 | 1 | Sierra |  | Aug NQC | Market
495 | PG&E | BUCKCK_7_PL1X2 | 31820 | BCKS CRK | 11 | 0 | 2 | Sierra |  | Aug NQC | Market
496 | PG&E | CAMPFW_7_FARWST | 32470 | CMP.FARW | 9.11 | 0 | 1 | Sierra |  | Aug NQC | MUNI
497 | PG&E | CHICPK_7_UNIT 1 | 32462 | CHI.PARK | 11.5 | 0 | 1 | Sierra | Placer, Gold Hill-Drum, South of Rio Oso | Aug NQC | MUNI
498 | PG&E | COLGAT_7_UNIT 1 | 32450 | COLGATE1 | 13.8 | 0 | 1 | Sierra |  | Aug NQC | MUNI
499 | PG&E | COLGAT_7_UNIT 2 | 32452 | COLGATE2 | 13.8 | 0 | 1 | Sierra |  | Aug NQC | MUNI
500 | PG&E | CRESTA_7_PL1X2 | 31812 | CRESTA | 11.5 | 0 | 1 | Sierra |  | Aug NQC | Market
501 | PG&E | CRESTA_7_PL1X2 | 31812 | CRESTA | 11.5 | 0 | 2 | Sierra |  | Aug NQC | Market
502 | PG&E | DAVIS_1_SOLAR1 |  |  |  | 0 |  | Sierra |  | Not modeled Energy Only | Solar
503 | PG&E | DAVIS_1_SOLAR2 |  |  |  | 0 |  | Sierra |  | Not modeled Aug NQC | Solar
504 | PG&E | DAVIS_7_MNMETH |  |  |  | 0 |  | Sierra |  | Not modeled Aug NQC | Market
505 | PG&E | DEADCK_1_UNIT | 31862 | DEADWOOD | 9.11 | 0 | 1 | Sierra |  | Aug NQC | MUNI
506 | PG&E | DEERCR_6_UNIT 1 | 32474 | DEER CRK | 2.4 | 0 | 1 | Sierra |  | Aug NQC | Market
507 | PG&E | DRUM_7_PL1X2 | 32504 | DRUMPHU1U2 | 6.6 | 0 | 1 | Sierra |  | Aug NQC | Market
508 | PG&E | DRUM_7_PL1X2 | 32504 | DRUMPHU1U2 | 6.6 | 0 | 2 | Sierra |  | Aug NQC | Market
509 | PG&E | DRUM_7_PL3X4 | 32506 | DRUMPHU3U4 | 6.6 | 0 | 3 | Sierra |  | Aug NQC | Market
510 | PG&E | DRUM_7_PL3X4 | 32506 | DRUMPHU3U4 | 6.6 | 0 | 4 | Sierra |  | Aug NQC | Market
511 | PG&E | DRUM_7_UNIT 5 | 32454 | DRUM 5 | 13.8 | 0 | 1 | Sierra |  | Aug NQC | Market
512 | PG&E | DUTCH1_7_UNIT 1 | 32464 | DTCHFLT1 | 11 | 0 | 1 | Sierra | Placer, Gold Hill-Drum, South of Rio Oso | Aug NQC | Market
513 | PG&E | DUTCH2_7_UNIT 1 | 32502 | DTCHFLT2 | 6.9 | 0 | 1 | Sierra |  | Aug NQC | MUNI
514 | PG&E | ELDORO_7_UNIT 1 | 32513 | ELDRADO1 | 21.6 | 0 | 1 | Sierra | Gold Hill-Drum, South of Rio Oso |  | Market
515 | PG&E | ELDORO_7_UNIT 2 | 32514 | ELDRADO2 | 21.6 | 0 | 1 | Sierra | Gold Hill-Drum, South of Rio Oso |  | Market
516 | PG&E | FMEADO_6_HELLHL | 32486 | HELLHOLE | 9.11 | 0 | 1 | Sierra | South of Rio Oso | Aug NQC | MUNI
517 | PG&E | FMEADO_7_UNIT | 32508 | FRNCH MD | 4.2 | 0 | 1 | Sierra | South of Rio Oso | Aug NQC | MUNI
518 | PG&E | FORBST_7_UNIT 1 | 31814 | FORBSTWN | 11.5 | 0 | 1 | Sierra |  | Aug NQC | MUNI
519 | PG&E | GRIDLY_6_SOLAR | 38054 | GRIDLEY | 60 | 0 | 1 | Sierra | Pease | Energy Only | Solar
520 | PG&E | GRIZLY_1_UNIT 1 | 31900 | GRIZZLYG | 6.9 | 0 | 1 | Sierra |  | Aug NQC | MUNI
521 | PG&E | GRNLF2_1_UNIT | 32492 | GRNLEAF2 | 13.8 | 0 | 1 | Sierra | Pease | Aug NQC | QF/Selfgen
522 | PG&E | HALSEY_6_UNIT | 32478 | HALSEY F | 6.6 | 0 | 1 | Sierra | Placer, Gold Hill-Drum, South of Rio Oso | Aug NQC | Market
523 | PG&E | HAYPRS_6_HAYHD1 | 32488 | HAYPRESSLWR | 3.14 | 0 | 1 | Sierra |  | Aug NQC | Market
524 | PG&E | HAYPRS_6_HAYHD2 | 32489 | HAYPRESSUPR | 3.14 | 0 | 1 | Sierra |  | Aug NQC | Market
525 | PG&E | HIGGNS_1_COMBIE |  |  |  | 0 |  | Sierra | South of Rio Oso | Not modeled Aug NQC | Market
526 | PG&E | KELYRG_6_UNIT | 31834 | KELLYRDG | 4.16 | 0 | 1 | Sierra |  | Aug NQC | MUNI
527 | PG&E | LIVEOK_6_SOLAR |  |  |  | 0 |  | Sierra | Pease | Not modeled Aug NQC | Solar
528 | PG&E | LODIEC_2_PL1X2 | 38123 | LODIECCT | 18 | 0 | 1 | Sierra | South of Rio Oso |  | MUNI
529 | PG&E | LODIEC_2_PL1X2 | 38124 | LODIECST | 18 | 0 | 1 | Sierra | South of Rio Oso |  | MUNI
530 | PG&E | MDFKRL_2_PROJCT | 32456 | MIDLFORK | 13.8 | 0 | 1 | Sierra | South of Rio Oso | Aug NQC | MUNI
531 | PG&E | MDFKRL_2_PROJCT | 32458 | RALSTON | 13.8 | 0 | 1 | Sierra | South of Rio Oso | Aug NQC | MUNI
532 | PG&E | MDFKRL_2_PROJCT | 32456 | MIDLFORK | 13.8 | 0 | 2 | Sierra | South of Rio Oso | Aug NQC | MUNI
533 | PG&E | NAROW1_2_UNIT | 32466 | NARROWS1 | 11 | 0 | 1 | Sierra |  | Aug NQC | Market
534 | PG&E | NAROW2_2_UNIT | 32468 | NARROWSPH2 | 13.8 | 0 | 1 | Sierra |  | Aug NQC | MUNI
535 | PG&E | NWCSTL_7_UNIT 1 | 32460 | NEWCSTLE | 13.2 | 0 | 1 | Sierra | Placer, Gold Hill-Drum, South of Rio Oso | Aug NQC | Market
536 | PG&E | OROVIL_6_UNIT | 31888 | OROVLENRG | 4.16 | 0 | 1 | Sierra |  | Aug NQC | Market
537 | PG&E | OXBOW_6_DRUM | 32484 | OXBOW F | 9.11 | 0 | 1 | Sierra |  | Aug NQC | MUNI
538 | PG&E | PEASE_1_TBEBT1 | 91902 | 1902-WD | 115 | 0 | FW | Sierra | Pease |  | Battery
539 | PG&E | PLACVL_1_CHILIB |  |  |  | 0 |  | Sierra | Gold Hill-Drum, South of Rio Oso | Not modeled Aug NQC | Market
540 | PG&E | PLACVL_1_RCKCRE |  |  |  | 0 |  | Sierra | South of Rio Oso | Not modeled Aug NQC | Market
541 | PG&E | PLSNTG_7_LNCLND |  |  |  | 0 |  | Sierra | South of Rio Oso | Not modeled Aug NQC | Market
542 | PG&E | POEPH_7_UNIT 1 | 31790 | POE 1 | 13.8 | 0 | 1 | Sierra |  | Aug NQC | Market
543 | PG&E | POEPH_7_UNIT 2 | 31792 | POE 2 | 13.8 | 0 | 1 | Sierra |  | Aug NQC | Market
544 | PG&E | RCKCRK_7_UNIT 1 | 31786 | ROCK CK1 | 13.8 | 0 | 1 | Sierra |  | Aug NQC | Market
545 | PG&E | RCKCRK_7_UNIT 2 | 31788 | ROCK CK2 | 13.8 | 0 | 1 | Sierra |  | Aug NQC | Market
546 | PG&E | RIOOSO_1_QF |  |  |  | 0 |  | Sierra |  | Not modeled Aug NQC | QF/Selfgen
547 | PG&E | ROLLIN_6_UNIT | 32476 | ROLLINSF | 6.6 | 0 | 1 | Sierra |  | Aug NQC | MUNI
548 | PG&E | SLYCRK_1_UNIT 1 | 31832 | SLY.CR. | 6.6 | 0 | 1 | Sierra |  | Aug NQC | MUNI
549 | PG&E | SPAULD_6_UNIT 3 | 32472 | SPAULDG | 9.11 | 0 | 3 | Sierra |  | Aug NQC | Market
550 | PG&E | SPAULD_6_UNIT12 | 32472 | SPAULDG | 9.11 | 0 | 1 | Sierra |  | Aug NQC | Market
551 | PG&E | SPAULD_6_UNIT12 | 32472 | SPAULDG | 9.11 | 0 | 2 | Sierra |  | Aug NQC | Market
552 | PG&E | SPI LI_2_UNIT 1 | 32498 | SPILINCF | 12.5 | 0 | 1 | Sierra | South of Rio Oso | Aug NQC | Net Seller
553 | PG&E | STIGCT_2_LODI | 38114 | STIG CC | 13.8 | 0 | 1 | Sierra | South of Rio Oso |  | MUNI
554 | PG&E | ULTRCK_2_UNIT | 32500 | RBROCKLI | 12.47 | 0 | 1 | Sierra | South of Rio Oso | Aug NQC | Market
555 | PG&E | WDLEAF_7_UNIT 1 | 31794 | WOODLEAF | 13.8 | 0 | 1 | Sierra |  | Aug NQC | MUNI
556 | PG&E | WHEATL_6_LNDFIL |  |  |  | 0 |  | Sierra |  | Not modeled Aug NQC | Market
557 | PG&E | WISE_1_UNIT 1 | 325120 | WISEPH | 6.6 | 0 | 1 | Sierra | Placer, Gold Hill-Drum, South of Rio Oso | Aug NQC | Market
558 | PG&E | WISE_1_UNIT 2 | 325120 | WISEPH | 6.6 | 0 | 1 | Sierra | Placer, Gold Hill-Drum, South of Rio Oso | Aug NQC | Market
559 | PG&E | YUBACT_1_SUNSWT | 32494 | YUBACITY | 13.8 | 0 | 1 | Sierra | Pease | Aug NQC | Net Seller
560 | PG&E | YUBACT_6_UNITA1 | 32496 | YCEC | 13.8 | 0 | 1 | Sierra | Pease |  | Market
561 | PG&E | ZZ_NA | 32162 | RIV.DLTA | 9.11 | 0 | 1 | Sierra |  | No NQC - hist. data | QF/Selfgen
562 | PG&E | ZZ_UCDAVS_1_UNIT | 32166 | UC DAVIS | 9.11 | 0.3 | RN | Sierra |  | No NQC - hist. data | QF/Selfgen
563 | PG&E | BEARDS_7_UNIT 1 | 34074 | BEARDSLY | 6.9 | 0 | 1 | Stockton | Tesla-Bellota, Stanislaus | Aug NQC | MUNI
564 | PG&E | CAMCHE_1_PL1X3 | 33850 | CAMANCHE | 4.2 | 0 | 1 | Stockton | Tesla-Bellota | Aug NQC | MUNI
565 | PG&E | CAMCHE_1_PL1X3 | 33850 | CAMANCHE | 4.2 | 0 | 2 | Stockton | Tesla-Bellota | Aug NQC | MUNI
566 | PG&E | CAMCHE_1_PL1X3 | 33850 | CAMANCHE | 4.2 | 0 | 3 | Stockton | Tesla-Bellota | Aug NQC | MUNI
567 | PG&E | CENT40_1_C40SR1 | 365683 | Q1103SPV | 0.315 | 0 | 1 | Stockton | Tesla-Bellota | Aug NQC | Solar
568 | PG&E | CRWCKS_1_SOLAR1 | 34053 | CRWCRKSLR1G | 0.8 | 0 | 1 | Stockton | Tesla-Bellota | Energy Only | Solar
569 | PG&E | DONNLS_7_UNIT | 34058 | DONNELLS | 13.8 | 0 | 1 | Stockton | Tesla-Bellota, Stanislaus | Aug NQC | MUNI
570 | PG&E | FROGTN_1_UTICAA |  |  |  | 0 |  | Stockton | Tesla-Bellota, Stanislaus | Not Modeled Aug NQC | Market
571 | PG&E | FROGTN_1_UTICAM |  |  |  | 0 |  | Stockton | Tesla-Bellota, Stanislaus | Not Modeled Aug NQC | Market
572 | PG&E | LOCKFD_1_BEARCK |  |  |  | 0 |  | Stockton | Tesla-Bellota | Not Modeled Aug NQC | Solar
573 | PG&E | LOCKFD_1_KSOLAR |  |  |  | 0 |  | Stockton | Tesla-Bellota | Not Modeled Aug NQC | Solar
574 | PG&E | LODI25_2_UNIT 1 | 38120 | LODI25CT | 13.8 | 0 | 1 | Stockton | Lockeford |  | MUNI
575 | PG&E | MANTEC_1_ML1SR1 |  |  |  | 0 |  | Stockton | Tesla-Bellota | Not modeled Energy Only | Solar
576 | PG&E | NORCNV_1_NCVBT1 | 365141 | Q1109BESS | 34.5 | 0 | 1 | Stockton | Tesla-Bellota |  | Battery
577 | PG&E | PALSEL_6_PLSBT1 | 366966 | Q1350BESS | 34.5 | 0 | 1 | Stockton | Tesla-Bellota |  | Battery
578 | PG&E | PALSEL_6_PLSSR1 | 366130 | Q1350SPV1 | 34.5 | 0 | 1 | Stockton | Tesla-Bellota | Aug NQC | Solar
579 | PG&E | PALSEL_6_PLSSR1 | 366131 | Q1350SPV2 | 34.5 | 0 | 1 | Stockton | Tesla-Bellota | Aug NQC | Solar
580 | PG&E | PEORIA_1_SOLAR |  |  |  | 0 |  | Stockton | Tesla-Bellota, Stanislaus | Not modeled Aug NQC | Solar
581 | PG&E | PHOENX_1_UNIT |  |  |  | 0 |  | Stockton | Tesla-Bellota, Stanislaus | Not modeled Aug NQC | Market
582 | PG&E | SCHLTE_1_PL1X3 | 33805 | GWFTRCY1 | 13.8 | 0 | 1 | Stockton | Tesla-Bellota |  | Market
583 | PG&E | SCHLTE_1_PL1X3 | 33807 | GWFTRCY2 | 13.8 | 0 | 1 | Stockton | Tesla-Bellota |  | Market
584 | PG&E | SCHLTE_1_PL1X3 | 33811 | GWFTRCY3 | 13.8 | 0 | 1 | Stockton | Tesla-Bellota |  | Market
585 | PG&E | SMPRIP_1_SMPSON | 33810 | RIPONCOGEN | 13.8 | 46.05 | 1 | Stockton | Tesla-Bellota | Aug NQC | Market
586 | PG&E | SNDBAR_7_UNIT 1 | 34060 | SANDBAR | 13.8 | 0 | 1 | Stockton | Tesla-Bellota, Stanislaus | Aug NQC | MUNI
587 | PG&E | SPIFBD_1_PL1X2 | 34055 | SPISONORA | 13.8 | 0 | 1 | Stockton | Tesla-Bellota, Stanislaus | Aug NQC | Market
588 | PG&E | SPRGAP_1_UNIT 1 | 34078 | SPRNGGAPPH | 6.6 | 0 | 1 | Stockton | Tesla-Bellota, Stanislaus | Aug NQC | Market
589 | PG&E | STANIS_7_UNIT 1 | 34062 | STANISLAUSPH | 13.8 | 0 | 1 | Stockton | Tesla-Bellota, Stanislaus | Aug NQC | Market
590 | PG&E | TULLCK_7_UNITS | 34076 | TULLOCH | 6.9 | 0 | 1 | Stockton | Tesla-Bellota | Aug NQC | MUNI
591 | PG&E | TULLCK_7_UNITS | 34076 | TULLOCH | 6.9 | 0 | 2 | Stockton | Tesla-Bellota | Aug NQC | MUNI
592 | PG&E | TULLCK_7_UNITS | 34076 | TULLOCH | 6.9 | 0 | 3 | Stockton | Tesla-Bellota | Aug NQC | MUNI
593 | PG&E | ULTPCH_1_UCSBT1 | 365769 | Q1116BESS | 0.55 | 0 | 2 | Stockton | Tesla-Bellota, Stanislaus | No NQC - est. data | Battery
594 | PG&E | ULTPCH_1_UNIT 1 | 34050 | CHINESESTA | 12.47 | 0 | 1 | Stockton | Tesla-Bellota, Stanislaus | Aug NQC | Market
595 | PG&E | VLYHOM_7_SSJID |  |  |  | 0 |  | Stockton | Tesla-Bellota, Stanislaus | Not modeled Aug NQC | MUNI
596 | PG&E | ZZZ_New Unit | 365556 | SAFEWAYB | 12.5 | 0 | RN | Stockton | Tesla-Bellota | Energy Only | Market
597 | PG&E | ZZZ_New Unit | 365558 | TESLAMTR | 12.47 | 0 | RN | Stockton | Tesla-Bellota | Energy Only | Market
598 | PG&E | ZZZZ_New Unit | 365703 | Q1690BESS | 0.48 | 92 | 1 | Stockton | Tesla-Bellota | No NQC - est. data | Battery
599 | SCE | ACACIA_6_SOLAR | 29878 | ACACIA_G | 0.48 | 0 | 1 | BC/Ventura |  | Aug NQC | Solar
600 | SCE | ALAMO_6_UNIT | 25653 | ALAMO SC | 13.8 | 0 | 1 | BC/Ventura |  | Aug NQC | MUNI
601 | SCE | BGSKYN_2_AS2SR1 | 29773 | ANT2_EXP2_G | 0.63 | 0 | 1 | BC/Ventura |  | Aug NQC | Solar
602 | SCE | BGSKYN_2_ASPSR2 | 29771 | ANT2_SPB_G | 0.6 | 0 | 1 | BC/Ventura |  | No NQC - est. data | Solar
603 | SCE | BGSKYN_2_ASSR1B | 29775 | ANT2_EXP1B_G | 0.66 | 0 | 1 | BC/Ventura |  | Aug NQC | Solar
604 | SCE | BGSKYN_2_ASSR3A | 29774 | ANT2_EXP3A_G | 0.63 | 0 | 1 | BC/Ventura |  | Aug NQC | Solar
605 | SCE | BGSKYN_2_ASSR3B | 29569 | ANT2_EXP3B_G | 0.63 | 0 | 1 | BC/Ventura |  | Aug NQC | Solar
606 | SCE | BGSKYN_2_BS3SR3 | 29776 | ANT2_SPA_G | 0.6 | 0 | 1 | BC/Ventura |  | Aug NQC | Solar
607 | SCE | BIGCRK_2_EXESWD | 24306 | B CRK1-1 | 7.2 | 0 | 1 | BC/Ventura | Rector, Vestal | Aug NQC | Market
608 | SCE | BIGCRK_2_EXESWD | 24308 | B CRK2-1 | 13.8 | 0 | 1 | BC/Ventura | Rector, Vestal | Aug NQC | Market
609 | SCE | BIGCRK_2_EXESWD | 24311 | B CRK3-1 | 13.8 | 0 | 1 | BC/Ventura | Rector, Vestal | Aug NQC | Market
610 | SCE | BIGCRK_2_EXESWD | 24317 | MAMOTH1G | 13.8 | 0 | 1 | BC/Ventura | Rector, Vestal | Aug NQC | Market
611 | SCE | BIGCRK_2_EXESWD | 24323 | PORTAL | 4.8 | 0 | 1 | BC/Ventura | Rector, Vestal | Aug NQC | Market
612 | SCE | BIGCRK_2_EXESWD | 24306 | B CRK1-1 | 7.2 | 0 | 2 | BC/Ventura | Rector, Vestal | Aug NQC | Market
613 | SCE | BIGCRK_2_EXESWD | 24308 | B CRK2-1 | 13.8 | 0 | 2 | BC/Ventura | Rector, Vestal | Aug NQC | Market
614 | SCE | BIGCRK_2_EXESWD | 24311 | B CRK3-1 | 13.8 | 0 | 2 | BC/Ventura | Rector, Vestal | Aug NQC | Market
615 | SCE | BIGCRK_2_EXESWD | 24318 | MAMOTH2G | 13.8 | 0 | 2 | BC/Ventura | Rector, Vestal | Aug NQC | Market
616 | SCE | BIGCRK_2_EXESWD | 24307 | B CRK1-2 | 13.8 | 0 | 3 | BC/Ventura | Rector, Vestal | Aug NQC | Market
617 | SCE | BIGCRK_2_EXESWD | 24309 | B CRK2-2 | 7.2 | 0 | 3 | BC/Ventura | Rector, Vestal | Aug NQC | Market
618 | SCE | BIGCRK_2_EXESWD | 24312 | B CRK3-2 | 13.8 | 0 | 3 | BC/Ventura | Rector, Vestal | Aug NQC | Market
619 | SCE | BIGCRK_2_EXESWD | 24307 | B CRK1-2 | 13.8 | 0 | 4 | BC/Ventura | Rector, Vestal | Aug NQC | Market
620 | SCE | BIGCRK_2_EXESWD | 24309 | B CRK2-2 | 7.2 | 0 | 4 | BC/Ventura | Rector, Vestal | Aug NQC | Market
621 | SCE | BIGCRK_2_EXESWD | 24312 | B CRK3-2 | 13.8 | 0 | 4 | BC/Ventura | Rector, Vestal | Aug NQC | Market
622 | SCE | BIGCRK_2_EXESWD | 24310 | B CRK2-3 | 7.2 | 0 | 5 | BC/Ventura | Rector, Vestal | Aug NQC | Market
623 | SCE | BIGCRK_2_EXESWD | 24313 | B CRK3-3 | 13.8 | 0 | 5 | BC/Ventura | Rector, Vestal | Aug NQC | Market
624 | SCE | BIGCRK_2_EXESWD | 24310 | B CRK2-3 | 7.2 | 0 | 6 | BC/Ventura | Rector, Vestal | Aug NQC | Market
625 | SCE | BIGCRK_2_EXESWD | 24314 | B CRK 4 | 11.5 | 0 | 41 | BC/Ventura | Rector, Vestal | Aug NQC | Market
626 | SCE | BIGCRK_2_EXESWD | 24314 | B CRK 4 | 11.5 | 0 | 42 | BC/Ventura | Rector, Vestal | Aug NQC | Market
627 | SCE | BIGCRK_2_EXESWD | 24315 | B CRK 8 | 13.8 | 0 | 81 | BC/Ventura | Rector, Vestal | Aug NQC | Market
628 | SCE | BIGCRK_2_EXESWD | 24315 | B CRK 8 | 13.8 | 0 | 82 | BC/Ventura | Rector, Vestal | Aug NQC | Market
629 | SCE | BIGCRK_7_DAM7 |  |  |  | 0 |  | BC/Ventura | Rector, Vestal | Not modeled Energy Only | Market
630 | SCE | BIGCRK_7_MAMRES |  |  |  | 0 |  | BC/Ventura | Rector, Vestal | Not modeled Energy Only | Market
631 | SCE | BIGSKY_2_AS2BT1 | 29792 | ANTLP2_P6A_G | 0.69 | 0 | 1 | BC/Ventura |  |  | Battery
632 | SCE | BIGSKY_2_ASLBT2 | 29767 | ANT2_LAB_G | 0.69 | 0 | 1 | BC/Ventura |  |  | Battery
633 | SCE | BIGSKY_2_BSKSR6 | 29736 | BSKY_G_BA | 0.645 | 0 | 1 | BC/Ventura |  | Aug NQC | Solar
634 | SCE | BIGSKY_2_BSKSR7 | 29742 | BSKY_G_BC | 0.645 | 0 | 1 | BC/Ventura |  | Aug NQC | Solar
635 | SCE | BIGSKY_2_BSKSR8 | 29739 | BSKY_G_BB | 0.645 | 0 | 1 | BC/Ventura |  | Aug NQC | Solar
636 | SCE | BIGSKY_2_SOLAR1 | 29724 | BSKY_G_ABSR | 0.42 | 0 | 1 | BC/Ventura |  | Aug NQC | Solar
637 | SCE | BIGSKY_2_SOLAR2 | 29730 | BSKY_G_SOLV | 0.42 | 0 | 1 | BC/Ventura |  | Aug NQC | Solar
638 | SCE | BIGSKY_2_SOLAR3 | 29727 | BSKY_G_SMR | 0.42 | 0 | 1 | BC/Ventura |  | Aug NQC | Solar
639 | SCE | BIGSKY_2_SOLAR4 | 29701 | BSKY_G_ESWA | 0.42 | 0 | 1 | BC/Ventura |  | Aug NQC | Solar
640 | SCE | BIGSKY_2_SOLAR5 | 29733 | BSKY_G_DR12 | 0.44 | 0 | 1 | BC/Ventura |  | Aug NQC | Solar
641 | SCE | BIGSKY_2_SOLAR6 | 29745 | BSKY_G_DSR3 | 0.6 | 0 | 1 | BC/Ventura |  | Aug NQC | Solar
642 | SCE | BIGSKY_2_SOLAR7 | 29733 | BSKY_G_DSR12 | 0.44 | 0 | 1 | BC/Ventura |  | Aug NQC | Solar
643 | SCE | CEDUCR_2_SOLAR1 | 25049 | DUCOR1 | 0.385 | 0 | EQ | BC/Ventura | Vestal | Energy Only | Solar
644 | SCE | CEDUCR_2_SOLAR2 | 25052 | DUCOR2 | 0.385 | 0 | EQ | BC/Ventura | Vestal | Energy Only | Solar
645 | SCE | CEDUCR_2_SOLAR3 | 25055 | DUCOR3 | 0.385 | 0 | EQ | BC/Ventura | Vestal | Energy Only | Solar
646 | SCE | CEDUCR_2_SOLAR4 | 25058 | DUCOR4 | 0.385 | 0 | EQ | BC/Ventura | Vestal | Energy Only | Solar
647 | SCE | CHARMN_2_PGONG1 | 24340 | CHARMIN | 13.8 | 0 | 1 | BC/Ventura | S.Clara, Moorpark |  | QF/Selfgen
648 | SCE | DELSUR_6_BSOLAR | 25802 | DELSUR_PV_FD | 12.47 | 0 | EQ | BC/Ventura |  | Aug NQC | Solar
649 | SCE | DELSUR_6_CREST |  |  |  | 0 |  | BC/Ventura |  | Not modeled Energy Only | Market
650 | SCE | DELSUR_6_DRYFRB |  |  |  | 0 |  | BC/Ventura |  | Not modeled Aug NQC | Market
651 | SCE | DELSUR_6_HORSR1 |  |  |  | 0 |  | BC/Ventura |  | Not modeled Energy Only | Solar
652 | SCE | DELSUR_6_SOLAR1 | 25803 | DELSUR_BS_FD | 12.47 | 0 | EQ | BC/Ventura |  | Aug NQC | Solar
653 | SCE | DELSUR_6_SOLAR4 |  |  |  | 0 |  | BC/Ventura |  | Not modeled Energy Only | Solar
654 | SCE | DELSUR_6_SOLAR5 |  |  |  | 0 |  | BC/Ventura |  | Not modeled Energy Only | Solar
655 | SCE | EASTWD_7_UNIT | 24319 | EASTWOOD | 13.8 | 0 | 1 | BC/Ventura | Rector, Vestal |  | Market
656 | SCE | EDMONS_2_NSPIN | 25605 | EDMON1AP | 14.4 | 0 | 1 | BC/Ventura |  | Pumps | MUNI
657 | SCE | EDMONS_2_NSPIN | 25606 | EDMON2AP | 14.4 | 0 | 2 | BC/Ventura |  | Pumps | MUNI
658 | SCE | EDMONS_2_NSPIN | 25607 | EDMON3AP | 14.4 | 0 | 3 | BC/Ventura |  | Pumps | MUNI
659 | SCE | EDMONS_2_NSPIN | 25607 | EDMON3AP | 14.4 | 0 | 4 | BC/Ventura |  | Pumps | MUNI
660 | SCE | EDMONS_2_NSPIN | 25608 | EDMON4AP | 14.4 | 0 | 5 | BC/Ventura |  | Pumps | MUNI
661 | SCE | EDMONS_2_NSPIN | 25608 | EDMON4AP | 14.4 | 0 | 6 | BC/Ventura |  | Pumps | MUNI
662 | SCE | EDMONS_2_NSPIN | 25609 | EDMON5AP | 14.4 | 0 | 7 | BC/Ventura |  | Pumps | MUNI
663 | SCE | EDMONS_2_NSPIN | 25609 | EDMON5AP | 14.4 | 0 | 8 | BC/Ventura |  | Pumps | MUNI
664 | SCE | EDMONS_2_NSPIN | 25610 | EDMON6AP | 14.4 | 0 | 9 | BC/Ventura |  | Pumps | MUNI
665 | SCE | EDMONS_2_NSPIN | 25610 | EDMON6AP | 14.4 | 0 | 10 | BC/Ventura |  | Pumps | MUNI
666 | SCE | EDMONS_2_NSPIN | 25611 | EDMON7AP | 14.4 | 0 | 11 | BC/Ventura |  | Pumps | MUNI
667 | SCE | EDMONS_2_NSPIN | 25611 | EDMON7AP | 14.4 | 0 | 12 | BC/Ventura |  | Pumps | MUNI
668 | SCE | EDMONS_2_NSPIN | 25612 | EDMON8AP | 14.4 | 0 | 13 | BC/Ventura |  | Pumps | MUNI
669 | SCE | EDMONS_2_NSPIN | 25612 | EDMON8AP | 14.4 | 0 | 14 | BC/Ventura |  | Pumps | MUNI
670 | SCE | GLDFGR_6_SOLAR1 | 25079 | PRIDE B G | 0.64 | 0 | 1 | BC/Ventura |  | Aug NQC | Solar
671 | SCE | GLDFGR_6_SOLAR2 | 25169 | PRIDE C G | 0.64 | 0 | 1 | BC/Ventura |  | Aug NQC | Solar
672 | SCE | GLOW_6_SOLAR | 29896 | APPINV | 0.42 | 0 | 1 | BC/Ventura |  | Energy Only | Solar
673 | SCE | GOLETA_2_GE2BT3 | 29827 | WDT1454_EQ_G | 0.48 | 0 | 1 | BC/Ventura | S.Clara, Moorpark, Goleta |  | Battery
674 | SCE | GOLETA_2_VALBT1 | 25726 | VALLECITO | 0.505 | 0 | 1 | BC/Ventura | S.Clara, Moorpark, Goleta |  | Battery
675 | SCE | GOLETA_6_ELLWOD | 29004 | ELLWOOD | 13.8 | 0 | 1 | BC/Ventura | S.Clara, Moorpark, Goleta |  | Market
676 | SCE | GOLETA_6_EXGEN | 24362 | EXGEN2 | 13.8 | 0 | G1 | BC/Ventura | S.Clara, Moorpark, Goleta | Aug NQC - Currently out of service | QF/Selfgen
677 | SCE | GOLETA_6_EXGEN | 24326 | EXGEN1 | 13.8 | 0 | S1 | BC/Ventura | S.Clara, Moorpark, Goleta | Aug NQC - Currently out of service | QF/Selfgen
678 | SCE | LEBECS_2_UNITS | 29051 | PSTRIAG1 | 18 | 0 | G1 | BC/Ventura |  | Aug NQC | Market
679 | SCE | LEBECS_2_UNITS | 29052 | PSTRIAG2 | 18 | 0 | G2 | BC/Ventura |  | Aug NQC | Market
680 | SCE | LEBECS_2_UNITS | 29054 | PSTRIAG3 | 18 | 0 | G3 | BC/Ventura |  | Aug NQC | Market
681 | SCE | LEBECS_2_UNITS | 29053 | PSTRIAS1 | 18 | 0 | S1 | BC/Ventura |  | Aug NQC | Market
682 | SCE | LEBECS_2_UNITS | 29055 | PSTRIAS2 | 18 | 0 | S2 | BC/Ventura |  | Aug NQC | Market
683 | SCE | LITLRK_6_GBCSR1 |  |  |  | 0 |  | BC/Ventura |  | Not modeled Aug NQC | Solar
684 | SCE | LITLRK_6_SEPV01 |  |  |  | 0 |  | BC/Ventura |  | Not moleded Energy Only | Market
685 | SCE | LITLRK_6_SOLAR1 | 25840 | LITLRCK FD | 12.47 | 0 | EQ | BC/Ventura |  | Aug NQC | Solar
686 | SCE | LITLRK_6_SOLAR2 | 25840 | LITLRCK FD | 12.47 | 0 | EQ | BC/Ventura |  | Aug NQC | Solar
687 | SCE | LITLRK_6_SOLAR3 | 25840 | LITLRCK FD | 12.47 | 0 | EQ | BC/Ventura |  | Aug NQC | Solar
688 | SCE | LITLRK_6_SOLAR4 | 25840 | LITLRCK FD | 12.47 | 0 | EQ | BC/Ventura |  | Aug NQC | Solar
689 | SCE | LNCSTR_6_CREST |  |  |  | 0 |  | BC/Ventura |  | Not modeled Energy Only | Market
690 | SCE | LNCSTR_6_SOLAR2 | 25796 | LANCSTR FD1 | 12.47 | 0 | EQ | BC/Ventura |  | Aug NQC | Solar
691 | SCE | MNDALY_6_MCGRTH | 29306 | MCGPKGEN | 13.8 | 0 | 1 | BC/Ventura | S.Clara, Moorpark |  | Market
692 | SCE | MOORPK_2_ACOBT1 |  |  |  | 0 |  | BC/Ventura | Moorpark | Not modeled | Battery
693 | SCE | MOORPK_2_CALABS | 25081 | WDT251 | 13.8 | 0 | EQ | BC/Ventura | Moorpark | Aug NQC | Market
694 | SCE | MOORPK_6_QF | 240100 | MOORARK EQFD | 16 | 0 | B | BC/Ventura | Moorpark | Aug NQC | Market
695 | SCE | MOORPK_6_QF | 240100 | MOORARK EQFD | 16 | 0 | HY | BC/Ventura | Moorpark | Aug NQC | Market
696 | SCE | MOORPK_6_QF | 240100 | MOORARK EQFD | 16 | 0 | PV | BC/Ventura | Moorpark | Aug NQC | Market
697 | SCE | MOORPK_6_QF | 240100 | MOORARK EQFD | 16 | 0 | T | BC/Ventura | Moorpark | Aug NQC | Market
698 | SCE | NEENCH_6_SOLAR | 29900 | ALPINE_G | 0.48 | 0 | 1 | BC/Ventura |  | Aug NQC | Solar
699 | SCE | NOAKS_2_PESBT1 | 240433 | WDT1649_G | 0.385 | 0 | 1 | BC/Ventura |  |  | Battery
700 | SCE | OASIS_6_AR4SR3 |  |  |  | 0 |  | BC/Ventura |  | Not modeled Energy Only | Solar
701 | SCE | OASIS_6_GBDSR4 |  |  |  | 0 |  | BC/Ventura |  | Not modeled Aug NQC | Solar
702 | SCE | OASIS_6_SOLAR1 | 25095 | SOLARISG2 | 0.2 | 0 | 2 | BC/Ventura |  | Energy Only | Solar
703 | SCE | OASIS_6_SOLAR2 | 25075 | SOLARISG | 0.2 | 0 | 1 | BC/Ventura |  | Aug NQC | Solar
704 | SCE | OASIS_6_SOLAR3 |  |  |  | 0 |  | BC/Ventura |  | Not modeled Energy Only | Solar
705 | SCE | OMAR_2_UNIT 1 | 24102 | OMAR 1G | 13.8 | 0 | 1 | BC/Ventura |  |  | Net Seller
706 | SCE | OMAR_2_UNIT 2 | 24103 | OMAR 2G | 13.8 | 0 | 2 | BC/Ventura |  |  | Net Seller
707 | SCE | OMAR_2_UNIT 3 | 24104 | OMAR 3G | 13.8 | 0 | 3 | BC/Ventura |  |  | Net Seller
708 | SCE | OMAR_2_UNIT 4 | 24105 | OMAR 4G | 13.8 | 0 | 4 | BC/Ventura |  |  | Net Seller
709 | SCE | ORMOND_7_UNIT 1 | 24107 | ORMOND1G | 26 | 0 | R1 | BC/Ventura | Moorpark | Strategic Reserve | Market
710 | SCE | ORMOND_7_UNIT 2 | 24108 | ORMOND2G | 26 | 0 | 2 | BC/Ventura | Moorpark | Strategic Reserve | Market
711 | SCE | OSO_6_NSPIN | 25614 | OSO A P | 13.2 | 0 | 1 | BC/Ventura |  | Pumps | MUNI
712 | SCE | OSO_6_NSPIN | 25614 | OSO A P | 13.2 | 0 | 2 | BC/Ventura |  | Pumps | MUNI
713 | SCE | OSO_6_NSPIN | 25614 | OSO A P | 13.2 | 0 | 3 | BC/Ventura |  | Pumps | MUNI
714 | SCE | OSO_6_NSPIN | 25614 | OSO A P | 13.2 | 0 | 4 | BC/Ventura |  | Pumps | MUNI
715 | SCE | OSO_6_NSPIN | 25615 | OSO B P | 13.2 | 0 | 5 | BC/Ventura |  | Pumps | MUNI
716 | SCE | OSO_6_NSPIN | 25615 | OSO B P | 13.2 | 0 | 6 | BC/Ventura |  | Pumps | MUNI
717 | SCE | OSO_6_NSPIN | 25615 | OSO B P | 13.2 | 0 | 7 | BC/Ventura |  | Pumps | MUNI
718 | SCE | OSO_6_NSPIN | 25615 | OSO B P | 13.2 | 0 | 8 | BC/Ventura |  | Pumps | MUNI
719 | SCE | PIUTE_6_GNBSR1 | 25840 | LITLRCK FD | 12.47 | 0 | EQ | BC/Ventura |  | Aug NQC | Solar
720 | SCE | PLAINV_6_BSOLAR | 29917 | SSOLAR_GRWKS | 0.8 | 0 | 1 | BC/Ventura |  | Energy Only | Solar
721 | SCE | PLAINV_6_DSOLAR | 29914 | WADR_PV | 0.42 | 0 | 1 | BC/Ventura |  | Aug NQC | Solar
722 | SCE | PLAINV_6_NLRSR1 | 29921 | NLR_INVTR | 0.42 | 0 | 1 | BC/Ventura |  | Energy Only | Solar
723 | SCE | PLAINV_6_SOLAR3 | 25089 | CNTRL ANT G | 0.42 | 0 | 1 | BC/Ventura |  | Energy Only | Solar
724 | SCE | PLAINV_6_SOLARC | 25086 | SIRA SOLAR G | 0.8 | 0 | 1 | BC/Ventura |  | Energy Only | Solar
725 | SCE | PMDLET_6_SOLAR1 | 29926 | SEPV_PE_G | 0.8 | 0 | 1 | BC/Ventura |  | AugNQC | Solar
726 | SCE | POLRIS_2_ASEBT1 | 29565 | ANTLP2_P10_G2 | 0.69 | 0 | 2 | BC/Ventura |  | Aug NQC | Battery
727 | SCE | POLRIS_2_ASESR1 | 29782 | ANTLP2_P10G1 | 0.63 | 0 | 1 | BC/Ventura |  | Aug NQC | Solar
728 | SCE | POLRIS_2_ASRBT1 | 29563 | ANTLP2_P9_G2 | 0.69 | 0 | 1 | BC/Ventura |  | Aug NQC | Battery
729 | SCE | POLRIS_2_ASRSR1 | 29561 | ANTLP2_P9_G1 | 0.63 | 0 | 1 | BC/Ventura |  | Aug NQC | Solar
730 | SCE | RECTOR_2_CREST |  |  |  | 0 |  | BC/Ventura | Rector, Vestal | Not modeled Energy Only | Market
731 | SCE | RECTOR_2_IVANPV |  |  |  | 0 |  | BC/Ventura | Rector, Vestal | Not modeled Energy Only | Solar
732 | SCE | RECTOR_2_KAWEAH | 25755 | KAWEAH1G | 2.4 | 0 | 1 | BC/Ventura | Rector, Vestal | Aug NQC | Market
733 | SCE | RECTOR_2_KAWEAH | 25756 | KAWEAH3G | 2.4 | 0 | 1 | BC/Ventura | Rector, Vestal | Aug NQC | Market
734 | SCE | RECTOR_2_KAWEAH | 25754 | KAWEAH2G | 2.4 | 0 | 2 | BC/Ventura | Rector, Vestal | Aug NQC | Market
735 | SCE | RECTOR_2_KAWH 1 | 24370 | KAWGEN | 13.8 | 0 | 1 | BC/Ventura | Rector, Vestal | Aug NQC | Market
736 | SCE | RECTOR_2_QF |  |  |  | 0 |  | BC/Ventura | Rector, Vestal | Aug NQC | Net Seller
737 | SCE | RECTOR_2_TFDBM1 |  |  |  | 0 |  | BC/Ventura | Rector, Vestal | Not modeled Energy Only | Market
738 | SCE | RECTOR_2_VISSR1 |  |  |  | 0 |  | BC/Ventura | Rector, Vestal | Not modeled Energy Only | Solar
739 | SCE | RECTOR_7_TULARE |  |  |  | 0 |  | BC/Ventura | Rector, Vestal | Not modeled Aug NQC | Market
740 | SCE | REDMAN_2_SOLAR |  |  |  | 0 |  | BC/Ventura |  | Not modeled Aug NQC | Solar
741 | SCE | REDMAN_6_AVSSR1 |  |  |  | 0 |  | BC/Ventura |  | Not modeled Aug NQC | Solar
742 | SCE | REXFRD_2_RSFBX2 |  |  |  | 0 |  | BC/Ventura |  | Not modeled | Battery
743 | SCE | REXFRD_2_RSFSX2 |  |  |  | 0 |  | BC/Ventura |  | Not modeled | Solar
744 | SCE | ROSMND_6_SOLAR |  |  |  | 0 |  | BC/Ventura |  | Not modeled Aug NQC | Solar
745 | SCE | RSMSLR_6_SOLAR1 | 29884 | DAWNGEN | 0.8 | 0 | EQ | BC/Ventura |  | Aug NQC | Solar
746 | SCE | RSMSLR_6_SOLAR2 | 29888 | TWILGHTG | 0.8 | 0 | EQ | BC/Ventura |  | Aug NQC | Solar
747 | SCE | SAUGUS_2_SPESBT1 | 240418 | WDT1532_G | 0.48 | 0 | 1 | BC/Ventura |  |  | Battery
748 | SCE | SAUGUS_6_CREST |  |  |  | 0 |  | BC/Ventura |  | Not modeled Energy Only | Market
749 | SCE | SAUGUS_6_MWDFTH | 25721 | FOOTHILL | 66 | 0 | EQ | BC/Ventura |  | Aug NQC | MUNI
750 | SCE | SAUGUS_6_QF |  |  |  | 0 |  | BC/Ventura |  | Not modeled Aug NQC | QF/Selfgen
751 | SCE | SAUGUS_7_CHIQCN |  |  |  | 0 |  | BC/Ventura |  | Not modeled Aug NQC | Market
752 | SCE | SHUTLE_6_RUISR1 | 25800 | ANTELOPE EQFD | 12.47 | 0 | P1 | BC/Ventura |  | Energy Only | Solar
753 | SCE | SNCLRA_2_BWEBT1 |  |  |  | 0 |  | BC/Ventura | S.Clara, Moorpark | Not modeled | Battery
754 | SCE | SNCLRA_2_HOWLNG |  |  |  | 0 |  | BC/Ventura | S.Clara, Moorpark | Not modeled Aug NQC | Market
755 | SCE | SNCLRA_2_SILBT1 | 25899 | WDT1520_G | 0.48 | 0 | EQ | BC/Ventura | S.Clara, Moorpark |  | Battery
756 | SCE | SNCLRA_2_SPRHYD | 240104 | S.CLARA EQFD | 16 | 0 | T | BC/Ventura | S.Clara, Moorpark | Aug NQC | Market
757 | SCE | SNCLRA_2_UNIT | 29952 | CAMGEN | 13.8 | 0 | D1 | BC/Ventura | S.Clara, Moorpark |  | Market
758 | SCE | SNCLRA_2_UNIT1 | 24159 | WILLAMET | 3.8 | 0 | D1 | BC/Ventura | S.Clara, Moorpark | Aug NQC | Market
759 | SCE | SNCLRA_2_VESBT1 | 29824 | SATICOY_BESS | 0.505 | 0 | 1 | BC/Ventura | S.Clara, Moorpark |  | Battery
760 | SCE | SNCLRA_6_OXGEN | 24110 | OXGEN | 13.8 | 0 | D1 | BC/Ventura | S.Clara, Moorpark |  | QF/Selfgen
761 | SCE | SNCLRA_6_PROCGN | 24119 | PROCGEN | 13.8 | 0 | D1 | BC/Ventura | S.Clara, Moorpark | Aug NQC | QF/Selfgen
762 | SCE | SNCLRA_6_QF | 240104 | S.CLARA EQFD | 16 | 0 | PV | BC/Ventura | S.Clara, Moorpark | Aug NQC | QF/Selfgen
763 | SCE | SPRGVL_2_CREST |  |  |  | 0 |  | BC/Ventura | Rector, Vestal | Not modeled Energy Only | Market
764 | SCE | SPRGVL_2_EXETPV |  |  |  | 0 |  | BC/Ventura | Rector, Vestal | Not modeled Energy Only | Market
765 | SCE | SPRGVL_2_LINDPV |  |  |  | 0 |  | BC/Ventura | Rector, Vestal | Not modeled Energy Only | Market
766 | SCE | SPRGVL_2_PORTPV |  |  |  | 0 |  | BC/Ventura | Rector, Vestal | Not modeled Energy Only | Market
767 | SCE | SPRGVL_2_SUCCES |  |  |  | 0 |  | BC/Ventura | Rector, Vestal | Not modeled | Market
768 | SCE | SPRGVL_2_TULESC | 25715 | TULE | 2.4 | 0 | 1 | BC/Ventura | Rector, Vestal | Aug NQC | Market
769 | SCE | SUNSHN_2_LNDFL | 29954 | SUNSHINE | 13.66 | 0 | 1 | BC/Ventura |  | Aug NQC | Market
770 | SCE | SUNSHN_2_LNDFL | 29954 | SUNSHINE | 13.66 | 0 | 2 | BC/Ventura |  | Aug NQC | Market
771 | SCE | SUNSHN_2_LNDFL | 29954 | SUNSHINE | 13.66 | 0 | 3 | BC/Ventura |  | Aug NQC | Market
772 | SCE | SUNSHN_2_LNDFL | 29954 | SUNSHINE | 13.66 | 0 | 4 | BC/Ventura |  | Aug NQC | Market
773 | SCE | SUNSHN_2_LNDFL | 29954 | SUNSHINE | 13.66 | 0 | 5 | BC/Ventura |  | Aug NQC | Market
774 | SCE | SYCAMR_2_UNIT 1 | 24143 | SYCCYN1G | 13.8 | 0 | 1 | BC/Ventura |  | Aug NQC | Net Seller
775 | SCE | SYCAMR_2_UNIT 2 | 24144 | SYCCYN2G | 13.8 | 0 | 2 | BC/Ventura |  | Aug NQC | Net Seller
776 | SCE | SYCAMR_2_UNIT 3 | 24145 | SYCCYN3G | 13.8 | 0 | 3 | BC/Ventura |  | Aug NQC | Net Seller
777 | SCE | SYCAMR_2_UNIT 4 | 24146 | SYCCYN4G | 13.8 | 0 | 4 | BC/Ventura |  | Aug NQC | Net Seller
778 | SCE | TENGEN_2_PL1X2 | 24148 | TENNGEN1 | 13.8 | 0 | D1 | BC/Ventura |  | Aug NQC | Net Seller
779 | SCE | TENGEN_2_PL1X2 | 24149 | TENNGEN2 | 13.8 | 0 | D2 | BC/Ventura |  | Aug NQC | Net Seller
780 | SCE | TULARE_2_TULBM1 |  |  |  | 0 |  | BC/Ventura |  | Not modeled Energy Only | Market
781 | SCE | VESTAL_2_BTNBT1 | 240406 | WDT1639-ES | 0.69 | 0 | 1 | BC/Ventura | Vestal |  | Battery
782 | SCE | VESTAL_2_KERN | 24372 | KERNRVR 3-1 | 11 | 0 | 1 | BC/Ventura | Vestal | Aug NQC | QF/Selfgen
783 | SCE | VESTAL_2_KERN | 24373 | KERNRVR 3-2 | 11 | 0 | 2 | BC/Ventura | Vestal | Aug NQC | QF/Selfgen
784 | SCE | VESTAL_2_RTS042 | 25874 | VESTAL EQFC | 12,47 | 0 | PV | BC/Ventura | Vestal | Energy Only | Market
785 | SCE | VESTAL_2_SOLAR1 | 25064 | TULRESLR_1G | 0.39 | 0 | 1 | BC/Ventura | Vestal | Aug NQC | Solar
786 | SCE | VESTAL_2_SOLAR2 | 25065 | TULRESLR_2G | 0.39 | 0 | 1 | BC/Ventura | Vestal | Aug NQC | Solar
787 | SCE | VESTAL_2_TS5SR1 | 25069 | WDT1490_PV | 0.36 | 0 | 1 | BC/Ventura | Vestal | Aug NQC | Solar
788 | SCE | VESTAL_2_UNIT1 | 25874 | VESTAL EQFC | 12.47 | 0 | SY | BC/Ventura | Vestal | Aug NQC | Market
789 | SCE | VESTAL_2_WELLHD | 24116 | WELLGEN | 13.8 | 0 | 1 | BC/Ventura | Vestal |  | Market
790 | SCE | VESTAL_6_QF | 29008 | LAKEGEN | 13.8 | 0 | 1 | BC/Ventura | Vestal | Aug NQC | Market
791 | SCE | VESTAL_6_QF | 25874 | VESTAL EQFC | 12,47 | 0 | HY | BC/Ventura | Vestal | Aug NQC | Market
792 | SCE | WARNE_2_UNIT | 25651 | WARNE1 | 13.8 | 0 | 1 | BC/Ventura |  | Aug NQC | MUNI
793 | SCE | WARNE_2_UNIT | 25652 | WARNE2 | 13.8 | 0 | 2 | BC/Ventura |  | Aug NQC | MUNI
794 | SCE | ZZ_GOLETA_2_QF | 240115 | GOLETA EQFD | 16 | 0 | SY | BC/Ventura | S.Clara, Moorpark, Goleta | No NQC - Pmax | Market
795 | SCE | ZZ_GOLETA_6_TR2BM2 | 240115 | GOLETA EQFD | 16 | 0 | HY | BC/Ventura | S.Clara, Moorpark, Goleta | No NQC - est. data | Market
796 | SCE | ZZ_OASIS_6_AR4SR1 | 25798 | OASIS FD | 12.47 | 0 | P3 | BC/Ventura |  | Energy Only | Solar
797 | SCE | ZZ_OASIS_6_AR4SR2 | 25798 | OASIS FD | 12.47 | 0 | P4 | BC/Ventura |  | Energy Only | Solar
798 | SCE | ZZ_OASIS_6_AR8SR3 | 25798 | OASIS FD | 12.47 | 0 | P2 | BC/Ventura |  | Energy Only | Solar
799 | SCE | ZZ_OASIS_6_MA4SR1 | 25798 | OASIS FD | 12.47 | 0 | EQ | BC/Ventura |  | Energy Only | Solar
800 | SCE | ZZ_OASIS_6_MA4SR1 | 25798 | OASIS FD | 12.47 | 0 | P1 | BC/Ventura |  | Energy Only | Solar
801 | SCE | ZZ_RDWAY_1_WA2SR3 | 25800 | ANTELOPE EQFD | 12.47 | 0 | P5 | BC/Ventura |  | Energy Only | Solar
802 | SCE | ZZ_RDWAY_1_WAISR2 | 25800 | ANTELOPE EQFD | 12.47 | 0 | P4 | BC/Ventura |  | Energy Only | Solar
803 | SCE | ZZ_RECTOR_2_SFVSR1 | 25855 | RECTOR EQFD | 12.47 | 0 | P5 | BC/Ventura | Rector, Vestal | Energy Only | Solar
804 | SCE | ZZ_RECTOR_2_SFVSR2 | 25855 | RECTOR EQFD | 12.47 | 0 | P6 | BC/Ventura | Rector, Vestal | Energy Only | Solar
805 | SCE | ZZ_RECTOR_2_SFVSR3 | 25855 | RECTOR EQFD | 12.47 | 0 | P7 | BC/Ventura | Rector, Vestal | Energy Only | Solar
806 | SCE | ZZ_RECTOR_2_SH1SR1 | 25855 | RECTOR EQFD | 12.47 | 0 | P3 | BC/Ventura | Rector, Vestal | Energy Only | Solar
807 | SCE | ZZ_RECTOR_2_SH2SR2 | 25855 | RECTOR EQFD | 12.47 | 0 | P4 | BC/Ventura | Rector, Vestal | Energy Only | Solar
808 | SCE | ZZ_RECTOR_2_STUSR1 | 25855 | RECTOR EQFD | 12.47 | 0 | P1 | BC/Ventura | Rector, Vestal | Energy Only | Solar
809 | SCE | ZZ_RECTOR_2_STUSR2 | 25855 | RECTOR EQFD | 12.47 | 0 | P2 | BC/Ventura | Rector, Vestal | Energy Only | Solar
810 | SCE | ZZ_SHUTLE_6_CREST | 25800 | ANTELOPE EQFD | 12.47 | 0 | EQ | BC/Ventura |  | Energy Only | Market
811 | SCE | ZZ_SHUTLE_6_RUISR2 | 25800 | ANTELOPE EQFD | 12.47 | 0 | P2 | BC/Ventura |  | Energy Only | Solar
812 | SCE | ZZ_SHUTLE_6_RUISR3 | 25800 | ANTELOPE EQFD | 12.47 | 0 | P3 | BC/Ventura |  | Energy Only | Solar
813 | SCE | ZZ_TULARE_2_TFCBM1 | 25855 | RECTOR EQFD | 12.47 | 0 | PV | BC/Ventura | Rector, Vestal | Energy Only | Solar
814 | SCE | ZZZ_New Unit | 240011 | ANODE_G1 | 34.5 | 0 | 1 | BC/Ventura | Rector, Vestal | Waiting TPD allocation | Battery
815 | SCE | ZZZ_New Unit | 240102 | NEENACH EQFD | 12.47 | 0 | 1 | BC/Ventura |  | Energy Only | Solar
816 | SCE | ZZZ_New Unit | 240461 | WDT1580_PV | 0.55 | 0 | 1 | BC/Ventura | Rector, Vestal | No NQC - est. data | Solar
817 | SCE | ZZZ_New Unit | 240525 | NST88338_G | 0.6 | 2.48 | 1 | BC/Ventura |  | No NQC - est. data | Solar
818 | SCE | ZZZ_New Unit | 241364 | WDT1380_G | 0.6 | 2.6 | 1 | BC/Ventura |  | No NQC - est. data | Solar
819 | SCE | ZZZ_New Unit | 25795 | WDT1539_G | 0.8 | 10 | 1 | BC/Ventura | S.Clara, Moorpark, Goleta | No NQC - Pmax | Battery
820 | SCE | ZZZ_New Unit | 240336 | DAWN_BESS | 0.63 | 12.5 | 1 | BC/Ventura |  | No NQC - est. data | Battery
821 | SCE | ZZZ_New Unit | 240338 | TWILIGHTL_BS | 0.63 | 12.5 | 1 | BC/Ventura |  | No NQC - est. data | Battery
822 | SCE | ZZZ_New Unit | 29345 | TOT833_PV | 0.55 | 15 | 1 | BC/Ventura |  | No NQC - est. data | Solar
823 | SCE | ZZZ_New Unit | 240695 | WDT1701_G | 0.69 | 15.5 | 1 | BC/Ventura | S.Clara, Moorpark | No NQC - est. data | Battery
824 | SCE | ZZZ_New Unit | 25965 | TOT896_G2PV | 0.55 | 18.76 | 1 | BC/Ventura | Vestal | No NQC - est. data | Solar
825 | SCE | ZZZ_New Unit | 25959 | TOT896_G1PV | 0.55 | 19.01 | 1 | BC/Ventura | Vestal | No NQC - est. data | Solar
826 | SCE | ZZZ_New Unit | 29566 | ANTLP2_P1BG2 | 0.69 | 25 | 1 | BC/Ventura |  | No NQC - est. data | Battery
827 | SCE | ZZZ_New Unit | 240463 | WDT1580_ES | 0.6 | 40 | 1 | BC/Ventura | Rector, Vestal | No NQC - est. data | Battery
828 | SCE | ZZZ_New Unit | 29836 | WDT1384_G | 0.63 | 50 | 1 | BC/Ventura | Vestal | No NQC - est. data | Hybrid
829 | SCE | ZZZ_New Unit | 240409 | WDT1650_G | 0.48 | 80 | 1 | BC/Ventura | Rector, Vestal | No NQC - est. data | Battery
830 | SCE | ZZZ_New Unit | 29342 | TOT833_BS | 0.55 | 82.5 | 1 | BC/Ventura |  | No NQC - Pmax | Battery
831 | SCE | ZZZ_New Unit | 25961 | TOT896_G1ST | 0.55 | 109.5 | 1 | BC/Ventura | Vestal | No NQC - Pmax | Battery
832 | SCE | ZZZ_New Unit | 25967 | TOT896_G2ST | 0.55 | 109.5 | 1 | BC/Ventura | Vestal | No NQC - Pmax | Battery
833 | SCE | ZZZ_New Unit | 241343 | TOT1089_G1 | 0.66 | 250 | 1 | BC/Ventura | Moorpark | No NQC - est. data | Battery
834 | SCE | ZZZ_New Unit | 241344 | TOT1089_G2 | 0.66 | 250 | 1 | BC/Ventura | Moorpark | No NQC - est. data | Battery
835 | SCE | ZZZ_New Unit | 240014 | ANODE_G2 | 34.5 | 0 | 2 | BC/Ventura | Rector, Vestal | Waiting TPD allocation | Battery
836 | SCE | ZZZ_New Unit | 240425 | WDT1710_G | 16 | 15 | BS | BC/Ventura |  | No NQC - est. data | Battery
837 | SCE | ZZZ_New Unit | 25867 | SPRNGVL | 12.47 | 0 | EN | BC/Ventura | Rector, Vestal | No NQC - est. data | Market
838 | SCE | ZZZ_New Unit | 240115 | GOLETA EQFD | 16 | 0.2 | FC | BC/Ventura | S.Clara, Moorpark, Goleta | No NQC - est. data | Market
839 | SCE | ZZZ_New Unit | 25865 | SUAGUS EQFD | 12.47 | 1 | HY | BC/Ventura |  | No NQC - est. data | Market
840 | SCE | ZZZ_New Unit | 25867 | SPRNGVL | 12.47 | 0 | P1 | BC/Ventura | Rector, Vestal | No NQC - est. data | Market
841 | SCE | ZZZ_New Unit | 25867 | SPRNGVL | 12.47 | 0 | P2 | BC/Ventura | Rector, Vestal | No NQC - est. data | Market
842 | SCE | ZZZ_New Unit | 25867 | SPRNGVL | 12.47 | 0 | PV | BC/Ventura | Rector, Vestal | Energy Only | Solar
843 | SCE | ZZZ_New Unit | 25865 | SUAGUS EQFD | 12.47 | 0 | PV | BC/Ventura |  | Energy Only | Solar
844 | SCE | ZZZ_New Unit | 240110 | GFID8045 | 16 | 0 | SC | BC/Ventura | S.Clara, Moorpark | Energy Only | Market
845 | SCE | ZZZ_New Unit | 25865 | SUAGUS EQFD | 12.47 | 19 | T | BC/Ventura |  | No NQC - est. data | Market
846 | SCE | ALAMIT_2_AESBT2 | 25524 | ALMITOS B2_G | 0.75 | 0 | 1 | LA Basin | Western |  | Battery
847 | SCE | ALAMIT_2_PL1X3 | 24575 | ALMT CTG1 | 18 | 0 | G1 | LA Basin | Western |  | Market
848 | SCE | ALAMIT_2_PL1X3 | 24576 | ALMT CTG2 | 18 | 0 | G2 | LA Basin | Western |  | Market
849 | SCE | ALAMIT_2_PL1X3 | 24577 | ALMT STG | 18 | 0 | S1 | LA Basin | Western |  | Market
850 | SCE | ALAMIT_7_ES1 | 25523 | ALMITOS B1_G | 0.645 | 0 | 1 | LA Basin | Western |  | Battery
851 | SCE | ALAMIT_7_UNIT 3 | 24003 | ALAMT3 G | 18 | 0 | RH | LA Basin | Western | Strategic Reserve | Market
852 | SCE | ALAMIT_7_UNIT 3 | 24003 | ALAMT3 G | 18 | 0 | RL | LA Basin | Western | Strategic Reserve | Market
853 | SCE | ALAMIT_7_UNIT 4 | 24004 | ALAMT4 G | 18 | 0 | RH | LA Basin | Western | Strategic Reserve | Market
854 | SCE | ALAMIT_7_UNIT 4 | 24004 | ALAMT4 G | 18 | 0 | RL | LA Basin | Western | Strategic Reserve | Market
855 | SCE | ALAMIT_7_UNIT 5 | 24005 | ALAMT5 G | 20 | 0 | RH | LA Basin | Western | Strategic Reserve | Market
856 | SCE | ALAMIT_7_UNIT 5 | 24005 | ALAMT5 G | 20 | 0 | RL | LA Basin | Western | Strategic Reserve | Market
857 | SCE | ALTWD_2_AT3WD3 | 29077 | ALTWNDGEN2 | 0.6 | 0 | 1 | LA Basin | Eastern, Valley-Devers | Aug NQC | Wind
858 | SCE | ALTWD_2_COAWD1 | 29075 | COCHELA_1_2G | 0.65 | 0 | 1 | LA Basin | Eastern, Valley-Devers | Aug NQC | Wind
859 | SCE | ANAHM_2_CANYN1 | 25211 | CanyonGT 1 | 13.8 | 0 | 1 | LA Basin | Western |  | MUNI
860 | SCE | ANAHM_2_CANYN2 | 25212 | CanyonGT 2 | 13.8 | 0 | 2 | LA Basin | Western |  | MUNI
861 | SCE | ANAHM_2_CANYN3 | 25213 | CanyonGT 3 | 13.8 | 0 | 3 | LA Basin | Western |  | MUNI
862 | SCE | ANAHM_2_CANYN4 | 25214 | CanyonGT 4 | 13.8 | 0 | 4 | LA Basin | Western |  | MUNI
863 | SCE | ARCOGN_2_UNITS | 24011 | ARCO 1G | 13.8 | 0 | 1 | LA Basin | Western | Aug NQC | Net Seller
864 | SCE | ARCOGN_2_UNITS | 24012 | ARCO 2G | 13.8 | 0 | 2 | LA Basin | Western | Aug NQC | Net Seller
865 | SCE | ARCOGN_2_UNITS | 24013 | ARCO 3G | 13.8 | 0 | 3 | LA Basin | Western | Aug NQC | Net Seller
866 | SCE | ARCOGN_2_UNITS | 24014 | ARCO 4G | 13.8 | 0 | 4 | LA Basin | Western | Aug NQC | Net Seller
867 | SCE | ARCOGN_2_UNITS | 24163 | ARCO 5G | 13.8 | 0 | 5 | LA Basin | Western | Aug NQC | Net Seller
868 | SCE | ARCOGN_2_UNITS | 24164 | ARCO 6G | 13.8 | 0 | 6 | LA Basin | Western | Aug NQC | Net Seller
869 | SCE | BARRE_2_ALASB1 |  |  |  | 0 |  | LA Basin | Western | Not modeled | Hybrid
870 | SCE | BARRE_2_QF |  |  |  | 0 |  | LA Basin | Western | Not modeled | QF/Selfgen
871 | SCE | BARRE_2_SBBBT1 | 240541 | WDT1644_BESS | 0.55 | 0 | 1 | LA Basin | Western |  | Battery
872 | SCE | BARRE_2_SBBSR1 | 240542 | WDT1644_PV | 0.55 | 0 | 1 | LA Basin | Western | Energy Only | Solar
873 | SCE | BARRE_6_PEAKER | 29309 | BARPKGEN | 13.8 | 0 | 1 | LA Basin | Western |  | Market
874 | SCE | BLAST_1_WIND | 29049 | BLAST_G | 0.6 | 0 | 1 | LA Basin | Eastern, Valley-Devers | Aug NQC | Wind
875 | SCE | BUCKWD_1_NPALM1 | 240150 | DEVERS FC | 12.47 | 0 | PV | LA Basin | Eastern, Valley-Devers | Aug NQC | Wind
876 | SCE | BUCKWD_1_QF | 25634 | BUCKWIND | 115 | 0 | QF | LA Basin | Eastern, Valley-Devers | Aug NQC | QF/Selfgen
877 | SCE | CABZON_1_WINDA1 | 29290 | CABAZON | 33 | 0 | 1 | LA Basin | Eastern, Valley-Devers | Aug NQC | Wind
878 | SCE | CAPWD_1_QF | 25633 | CAPWIND | 115 | 0 | QF | LA Basin | Eastern, Valley-Devers | Aug NQC | QF/Selfgen
879 | SCE | CENTER_2_RHONDO | 25810 | CENTER EQFD | 12.47 | 0 | EQ | LA Basin | Western |  | QF/Selfgen
880 | SCE | CENTER_2_SOLAR1 |  |  |  | 0 |  | LA Basin | Western | Not modeled Energy Only | Solar
881 | SCE | CENTER_6_PEAKER | 29308 | CTRPKGEN | 13.8 | 0 | 1 | LA Basin | Western |  | Market
882 | SCE | CENTER_6_PEAKER | 25187 | WDT1429_BATT | 0.48 | 0 | 1 | LA Basin | Western | Start-up/Back-up | Battery
883 | SCE | CENTRY_6_PL1X4 | 25302 | CLTNCTRY | 12 | 0 | 1 | LA Basin | Eastern | Aug NQC | MUNI
884 | SCE | CENTRY_6_PL1X4 | 25302 | CLTNCTRY | 12 | 0 | 2 | LA Basin | Eastern | Aug NQC | MUNI
885 | SCE | CENTRY_6_PL1X4 | 25302 | CLTNCTRY | 12 | 0 | 3 | LA Basin | Eastern | Aug NQC | MUNI
886 | SCE | CENTRY_6_PL1X4 | 25302 | CLTNCTRY | 12 | 0 | 4 | LA Basin | Eastern | Aug NQC | MUNI
887 | SCE | CHEVMN_2_UNITS | 24023 | CHEVGEN 2 | 13.8 | 0 | A | LA Basin | Western, El Nido | Aug NQC | Net Seller
888 | SCE | CHEVMN_2_UNITS | 24022 | CHEVGEN 1 | 13.8 | 0 | B | LA Basin | Western, El Nido | Aug NQC | Net Seller
889 | SCE | CHEVMN_2_UNITS | 29016 | CHEVGEN | 13.8 | 0 | C1 | LA Basin | Western, El Nido | Aug NQC | Net Seller
890 | SCE | CHEVMN_2_UNITS | 29016 | CHEVGEN | 13.8 | 0 | C2 | LA Basin | Western, El Nido | Aug NQC | Net Seller
891 | SCE | CHEVMN_2_UNITS | 29009 | CHEVGEN 5 | 13.8 | 0 | D1 | LA Basin | Western, El Nido | Aug NQC | Net Seller
892 | SCE | CHEVMN_2_UNITS | 29009 | CHEVGEN 5 | 13.8 | 0 | D2 | LA Basin | Western, El Nido | Aug NQC | Net Seller
893 | SCE | CHINO_2_APEBT1 | 25180 | WDT1445BESS_ | 0.48 | 0 | 1 | LA Basin | Eastern | Aug NQC | Battery
894 | SCE | CHINO_2_JURUPA |  |  |  | 0 |  | LA Basin | Eastern | Not modeled Energy Only | Market
895 | SCE | CHINO_2_PESBT1 | 25812 | CHINO EQFC | 12.47 | 0 | BS | LA Basin | Eastern |  | Battery
896 | SCE | CHINO_2_QF | 25812 | CHINO EQFC | 12.47 | 0 | SY | LA Basin | Eastern | Aug NQC | QF/Selfgen
897 | SCE | CHINO_2_SASOLR |  |  |  | 0 |  | LA Basin | Eastern | Not modeled Energy Only | Solar
898 | SCE | CHINO_2_SOLAR2 |  |  |  | 0 |  | LA Basin | Eastern | Not modeled Energy Only | Solar
899 | SCE | CHINO_6_CIMGEN | 24026 | CIMGEN | 13.8 | 0 | D1 | LA Basin | Eastern | Aug NQC | QF/Selfgen
900 | SCE | CHINO_6_CIMGEN | 24026 | CIMGEN | 13.8 | 0 | D2 | LA Basin | Eastern | Aug NQC | QF/Selfgen
901 | SCE | COLTON_6_AGUAM1 | 25303 | CLTNAGUA | 13.8 | 0 | 1 | LA Basin | Eastern | Aug NQC | MUNI
902 | SCE | CONDOR_2_CDRBT1 | 240343 | WDT1659_G | 0.48 | 0 | 1 | LA Basin | Eastern, West of Devers |  | Battery
903 | SCE | CORONS_2_SOLAR |  |  |  | 0 |  | LA Basin | Eastern | Not modeled Energy Only | Solar
904 | SCE | CORONS_6_CLRWTR | 29338 | CLRWTRCT | 13.8 | 0 | G1 | LA Basin | Eastern |  | MUNI
905 | SCE | CORONS_6_CLRWTR | 29340 | CLRWTRST | 13.8 | 0 | S1 | LA Basin | Eastern |  | MUNI
906 | SCE | DELAMO_2_ALASB2 | 25818 | DELAMO EQFD | 12.47 | 0 | EQ | LA Basin | Western | Aug NQC | Hybrid
907 | SCE | DELAMO_2_SOLAR1 | 25818 | DELAMO EQFD | 12.47 | 0 | EQ | LA Basin | Western | Aug NQC | Solar
908 | SCE | DELAMO_2_SOLAR2 | 25818 | DELAMO EQFD | 12.47 | 0 | EQ | LA Basin | Western | Aug NQC | Solar
909 | SCE | DELAMO_2_SOLAR3 | 25818 | DELAMO EQFD | 12.47 | 0 | EQ | LA Basin | Western | Aug NQC | Solar
910 | SCE | DELAMO_2_SOLAR4 | 25818 | DELAMO EQFD | 12.47 | 0 | EQ | LA Basin | Western | Aug NQC | Solar
911 | SCE | DELAMO_2_SOLAR5 | 25818 | DELAMO EQFD | 12.47 | 0 | EQ | LA Basin | Western | Aug NQC | Solar
912 | SCE | DELAMO_2_SOLAR6 | 25818 | DELAMO EQFD | 12.47 | 0 | EQ | LA Basin | Western | Aug NQC | Solar
913 | SCE | DELAMO_2_SOLRC1 |  |  |  | 0 |  | LA Basin | Western | Not modeled Energy Only | Solar
914 | SCE | DELAMO_2_SOLRD |  |  |  | 0 |  | LA Basin | Western | Not modeled Energy Only | Solar
915 | SCE | DEVERS_1_SEPV05 |  |  |  | 0 |  | LA Basin | Eastern, Valley-Devers | Not modeled Energy Only | Market
916 | SCE | DEVERS_1_SOLAR |  |  |  | 0 |  | LA Basin | Eastern, Valley-Devers | Not modeled Energy Only | Solar
917 | SCE | DEVERS_1_SOLAR1 |  |  |  | 0 |  | LA Basin | Eastern, Valley-Devers | Not modeled Energy Only | Solar
918 | SCE | DEVERS_1_SOLAR2 |  |  |  | 0 |  | LA Basin | Eastern, Valley-Devers | Not modeled Energy Only | Solar
919 | SCE | DEVERS_2_CS2SR4 |  |  |  | 0 |  | LA Basin | Eastern, Valley-Devers | Not modeled Energy Only | Solar
920 | SCE | DEVERS_2_DHSPG2 |  |  |  | 0 |  | LA Basin | Eastern, Valley-Devers | Not modeled Energy Only | Market
921 | SCE | DMDVLY_1_UNITS | 25424 | ESRP P1 | 6.9 | 0 | 2 | LA Basin | Eastern | Aug NQC | QF/Selfgen
922 | SCE | DMDVLY_1_UNITS | 25424 | ESRP P1 | 6.9 | 0 | 3 | LA Basin | Eastern | Aug NQC | QF/Selfgen
923 | SCE | DMDVLY_1_UNITS | 25424 | ESRP P1 | 6.9 | 0 | 4 | LA Basin | Eastern | Aug NQC | QF/Selfgen
924 | SCE | DMDVLY_1_UNITS | 25425 | ESRP P2 | 6.9 | 0 | 6 | LA Basin | Eastern | Aug NQC | QF/Selfgen
925 | SCE | DMDVLY_1_UNITS | 25425 | ESRP P2 | 6.9 | 0 | 7 | LA Basin | Eastern | Aug NQC | QF/Selfgen
926 | SCE | DMDVLY_1_UNITS | 25425 | ESRP P2 | 6.9 | 0 | 8 | LA Basin | Eastern | Aug NQC | QF/Selfgen
927 | SCE | DMDVLY_1_UNITS | 25426 | ESRP P3 | 6.9 | 0 | 10 | LA Basin | Eastern | Aug NQC | QF/Selfgen
928 | SCE | DMDVLY_1_UNITS | 25426 | ESRP P3 | 6.9 | 0 | 11 | LA Basin | Eastern | Aug NQC | QF/Selfgen
929 | SCE | DMDVLY_1_UNITS | 25426 | ESRP P3 | 6.9 | 0 | 12 | LA Basin | Eastern | Aug NQC | QF/Selfgen
930 | SCE | DREWS_6_PL1X4 | 25301 | CLTNDREW_G12 | 12.47 | 0 | 1 | LA Basin | Eastern | Aug NQC | MUNI
931 | SCE | DREWS_6_PL1X4 | 25301 | CLTNDREW_G12 | 12.47 | 0 | 2 | LA Basin | Eastern | Aug NQC | MUNI
932 | SCE | DREWS_6_PL1X4 | 25400 | CLTNDREW_G34 | 12.47 | 0 | 3 | LA Basin | Eastern | Aug NQC | MUNI
933 | SCE | DREWS_6_PL1X4 | 25400 | CLTNDREW_G34 | 12.47 | 0 | 4 | LA Basin | Eastern | Aug NQC | MUNI
934 | SCE | DVLCYN_1_UNITS | 25648 | DVLCYN1G | 13.8 | 0 | 1 | LA Basin | Eastern | Aug NQC | MUNI
935 | SCE | DVLCYN_1_UNITS | 25649 | DVLCYN2G | 13.8 | 0 | 2 | LA Basin | Eastern | Aug NQC | MUNI
936 | SCE | DVLCYN_1_UNITS | 25603 | DVLCYN3G | 13.8 | 0 | 3 | LA Basin | Eastern | Aug NQC | MUNI
937 | SCE | DVLCYN_1_UNITS | 25604 | DVLCYN4G | 13.8 | 0 | 4 | LA Basin | Eastern | Aug NQC | MUNI
938 | SCE | DYLAN_2_BMTBT1 | 240169 | WDT1648_G | 0.385 | 0 | 1 | LA Basin | Eastern, West of Devers |  | Battery
939 | SCE | ECASCO_2_SJGBT1 | 240288 | WDT1558_G | 0.55 | 0 | 1 | LA Basin | Eastern, West of Devers | Energy Only | Battery
940 | SCE | ELLIS_2_QF | 24325 | ORCOGEN | 13.8 | 0 | 1 | LA Basin | Western | Aug NQC | QF/Selfgen
941 | SCE | ELSEGN_2_UN1011 | 29904 | ELSEG5GT | 16.5 | 0 | 5 | LA Basin | Western, El Nido | Aug NQC | Market
942 | SCE | ELSEGN_2_UN1011 | 29903 | ELSEG6ST | 13.8 | 0 | 6 | LA Basin | Western, El Nido | Aug NQC | Market
943 | SCE | ELSEGN_2_UN2021 | 29902 | ELSEG7GT | 16.5 | 0 | 7 | LA Basin | Western, El Nido | Aug NQC | Market
944 | SCE | ELSEGN_2_UN2021 | 29901 | ELSEG8ST | 13.8 | 0 | 8 | LA Basin | Western, El Nido | Aug NQC | Market
945 | SCE | ESNHWR_2_CS1BT3 | 241501 | EISNHOW_EQFD | 33 | 0 | B2 | LA Basin | Eastern, Valley-Devers |  | Battery
946 | SCE | ESNHWR_2_HDSBT2 | 241501 | EISNHOW_EQFD | 33 | 0 | B1 | LA Basin | Eastern, Valley-Devers |  | Battery
947 | SCE | ESNHWR_2_WC1BT1 | 240150 | DEVERS FC | 12.47 | 0 | B | LA Basin | Eastern, Valley-Devers |  | Battery
948 | SCE | ETIWND_2_CHMPNE |  |  |  | 0 |  | LA Basin | Eastern | Not modeled Energy Only | Market
949 | SCE | ETIWND_2_FONTNA | 25822 | ETIWANDA EQFD | 12.47 | 0 | EQ | LA Basin | Eastern | Aug NQC | QF/Selfgen
950 | SCE | ETIWND_2_SOLAR1 | 25822 | ETIWANDA EQFD | 12.47 | 0 | EQ | LA Basin | Eastern | Aug NQC | Solar
951 | SCE | ETIWND_2_SOLAR2 |  |  |  | 0 |  | LA Basin | Eastern | Not modeled Energy Only | Solar
952 | SCE | ETIWND_2_SOLAR5 |  |  |  | 0 |  | LA Basin | Eastern | Not modeled Energy Only | Solar
953 | SCE | ETIWND_2_UNIT1 | 24071 | INLAND | 12.47 | 0 | 1 | LA Basin | Eastern | Aug NQC | QF/Selfgen
954 | SCE | ETIWND_2_UNIT1 | 24071 | INLAND | 12.47 | 0 | 2 | LA Basin | Eastern | Aug NQC | QF/Selfgen
955 | SCE | ETIWND_6_GRPLND | 29305 | ETWPKGEN | 13.8 | 0 | 1 | LA Basin | Eastern |  | Market
956 | SCE | ETIWND_6_GRPLND | 25188 | WDT1430_BESS | 13.8 | 0 | 1 | LA Basin | Eastern | Start-up/Back-up | Battery
957 | SCE | ETIWND_6_INEBT1 | 240354 | WDT1669_G | 0.69 | 0 | 1 | LA Basin | Eastern |  | Battery
958 | SCE | ETIWND_6_MWDETI | 25422 | ETI MWDG | 13.8 | 0 | 1 | LA Basin | Eastern | Aug NQC | Market
959 | SCE | GARNET_1_SOLAR |  |  |  | 0 |  | LA Basin | Eastern, Valley-Devers | Not modeled Energy Only | Solar
960 | SCE | GARNET_1_SOLAR2 | 25827 | GARNET FD | 34.5 | 0 | PV | LA Basin | Eastern, Valley-Devers | Aug NQC | Solar
961 | SCE | GARNET_1_WIND | 24815 | GARNET | 115 | 0 | G2 | LA Basin | Eastern, Valley-Devers | Aug NQC | Wind
962 | SCE | GARNET_1_WINDS |  |  |  | 0 |  | LA Basin | Eastern, Valley-Devers | Not modeled Aug NQC | Wind
963 | SCE | GARNET_1_WT3WND | 24815 | GARNET | 115 | 0 | W2 | LA Basin | Eastern, Valley-Devers | Energy Only | Market
964 | SCE | GARNET_2_COAWD2 |  |  |  | 0 |  | LA Basin | Eastern, Valley-Devers | Not modeled Aug NQC | Wind
965 | SCE | GARNET_2_HYDRO |  |  |  | 0 |  | LA Basin | Eastern, Valley-Devers | Not modeled Aug NQC | Market
966 | SCE | GARNET_2_WIND1 |  |  |  | 0 |  | LA Basin | Eastern, Valley-Devers | Not modeled Aug NQC | Wind
967 | SCE | GARNET_2_WIND2 |  |  |  | 0 |  | LA Basin | Eastern, Valley-Devers | Not modeled Aug NQC | Wind
968 | SCE | GARNET_2_WIND3 |  |  |  | 0 |  | LA Basin | Eastern, Valley-Devers | Not modeled Aug NQC | Wind
969 | SCE | GARNET_2_WIND4 | 24815 | GARNET | 115 | 0 | QF | LA Basin | Eastern, Valley-Devers | Aug NQC | Wind
970 | SCE | GARNET_2_WIND5 | 25827 | GARNET FD | 34.5 | 0 | W | LA Basin | Eastern, Valley-Devers | Aug NQC | Wind
971 | SCE | GLNARM_2_UNIT 5 | 29013 | GLENARM5_CT | 13.8 | 0 | CT | LA Basin | Western |  | MUNI
972 | SCE | GLNARM_2_UNIT 5 | 29014 | GLENARM5_ST | 13.8 | 0 | ST | LA Basin | Western |  | MUNI
973 | SCE | GLNARM_7_UNIT 1 | 29005 | PASADNA1 | 13.8 | 0 | 1 | LA Basin | Western |  | MUNI
974 | SCE | GLNARM_7_UNIT 2 | 29006 | PASADNA2 | 13.8 | 0 | 1 | LA Basin | Western |  | MUNI
975 | SCE | GLNARM_7_UNIT 3 | 25042 | PASADNA3 | 13.8 | 0 | 1 | LA Basin | Western |  | MUNI
976 | SCE | GLNARM_7_UNIT 4 | 25043 | PASADNA4 | 13.8 | 0 | 1 | LA Basin | Western |  | MUNI
977 | SCE | HARBGN_7_UNITS | 24062 | HARBOR G | 13.8 | 0 | 1 | LA Basin | Western |  | Market
978 | SCE | HARBGN_7_UNITS | 24062 | HARBOR G | 13.8 | 0 | HP | LA Basin | Western |  | Market
979 | SCE | HARBGN_7_UNITS | 25510 | HARBORG4 | 4.16 | 0 | LP | LA Basin | Western |  | Market
980 | SCE | HINSON_6_LBECH1 | 24170 | LBEACH12 | 13.8 | 0 | 1 | LA Basin | Western |  | Market
981 | SCE | HINSON_6_LBECH2 | 24170 | LBEACH12 | 13.8 | 0 | 2 | LA Basin | Western |  | Market
982 | SCE | HINSON_6_LBECH3 | 24171 | LBEACH34 | 13.8 | 0 | 3 | LA Basin | Western |  | Market
983 | SCE | HINSON_6_LBECH4 | 24171 | LBEACH34 | 13.8 | 0 | 4 | LA Basin | Western |  | Market
984 | SCE | HNTGBH_2_PL1X3 | 24580 | HUNTBCH CTG1 | 18 | 0 | G1 | LA Basin | Western |  | Market
985 | SCE | HNTGBH_2_PL1X3 | 24581 | HUNTBCH CTG2 | 18 | 0 | G2 | LA Basin | Western |  | Market
986 | SCE | HNTGBH_2_PL1X3 | 24582 | HUNTBCH STG | 18 | 0 | S1 | LA Basin | Western |  | Market
987 | SCE | HNTGBH_7_UNIT 2 | 24067 | HUNT2 G | 13.8 | 0 | RH | LA Basin | Western | Strategic Reserve | Market
988 | SCE | HNTGBH_7_UNIT 2 | 24067 | HUNT2 G | 13.8 | 0 | RL | LA Basin | Western | Strategic Reserve | Market
989 | SCE | INDIGO_1_UNIT 1 | 29190 | INDIGO G4 | 13.8 | 0 | 4 | LA Basin | Eastern, Valley-Devers |  | Market
990 | SCE | INDIGO_1_UNIT 2 | 29191 | INDIGO G5 | 13.8 | 0 | 5 | LA Basin | Eastern, Valley-Devers |  | Market
991 | SCE | INDIGO_1_UNIT 3 | 29180 | INDIGO G3 | 13.8 | 0 | 3 | LA Basin | Eastern, Valley-Devers |  | Market
992 | SCE | JOANEC_2_ST3BT3 | 240292 | SNTANSG3 | 0.55 | 0 | 3 | LA Basin | Western |  | Battery
993 | SCE | JOANEC_2_STABT1 | 25663 | SNTANSG1 | 0.55 | 0 | 1 | LA Basin | Western |  | Battery
994 | SCE | JOANEC_2_STABT2 | 240289 | SNTANSG2 | 0.55 | 0 | 2 | LA Basin | Western |  | Battery
995 | SCE | JOHANN_2_JOSBT1 | 25729 | JOHANNA_PRP | 66 | 0 | EQ | LA Basin | Western |  | Battery
996 | SCE | JOHANN_2_JOSBT2 | 25729 | JOHANNA_PRP | 66 | 0 | EQ | LA Basin | Western |  | Battery
997 | SCE | JOHANN_2_OCEBT2 | 25729 | JOHANNA_PRP | 66 | 0 | EQ | LA Basin | Western |  | Battery
998 | SCE | JOHANN_2_OCEBT3 | 25729 | JOHANNA_PRP | 66 | 0 | EQ | LA Basin | Western |  | Battery
999 | SCE | LACIEN_2_VENICE | 24337 | VENICE | 13.8 | 0 | 1 | LA Basin | Western, El Nido | Aug NQC | MUNI
1000 | SCE | LAGBEL_2_CBPBT1 | 240335 | WDT1641_G | 0.6 | 0 | 1 | LA Basin | Western, El Nido |  | Battery
1001 | SCE | LGHTHP_6_ICEGEN | 24070 | ICEGEN | 13.8 | 0 | GT | LA Basin | Western | Aug NQC | QF/Selfgen
1002 | SCE | LGHTHP_6_ICEGEN | 24070 | ICEGEN | 13.8 | 0 | ST | LA Basin | Western | Aug NQC | QF/Selfgen
1003 | SCE | MARVEL_2_MARBT3 | 25239 | MARVEL_ES3 | 34.5 | 0 | 1 | LA Basin | Eastern, Valley-Devers |  | Battery
1004 | SCE | MARVEL_2_MARBX2 | 25231 | MARVEL_ES1 | 34.5 | 0 | 1 | LA Basin | Eastern, Valley-Devers |  | Battery
1005 | SCE | MARVEL_2_MARBX2 | 25235 | MARVEL_ES2 | 34.5 | 0 | 1 | LA Basin | Eastern, Valley-Devers |  | Battery
1006 | SCE | MIRLOM_2_CORONA | 25844 | MIRALOMA EQFD | 12.47 | 0 | EQ | LA Basin | Eastern | Aug NQC | QF/Selfgen
1007 | SCE | MIRLOM_2_CREST | 25844 | MIRALOMA EQFD | 12.47 | 0 | EQ | LA Basin | Eastern | Aug NQC | Market
1008 | SCE | MIRLOM_2_LNDFL | 25844 | MIRALOMA EQFD | 12.47 | 0 | EQ | LA Basin | Eastern | Aug NQC | Market
1009 | SCE | MIRLOM_2_MLBBTA | 25185 | WDT1425_G1 | 0.48 | 0 | 1 | LA Basin | Eastern | Aug NQC | Battery
1010 | SCE | MIRLOM_2_MLBBTB | 25186 | WDT1426_G2 | 0.48 | 0 | 1 | LA Basin | Eastern | Aug NQC | Battery
1011 | SCE | MIRLOM_2_TEMESC | 25844 | MIRALOMA EQFD | 12.47 | 0 | EQ | LA Basin | Eastern | Aug NQC | QF/Selfgen
1012 | SCE | MIRLOM_6_PEAKER | 29307 | MRLPKGEN | 13.8 | 0 | 1 | LA Basin | Eastern |  | Market
1013 | SCE | MIRLOM_7_MWDLKM |  |  |  | 0 |  | LA Basin | Eastern | Not modeled Aug NQC | MUNI
1014 | SCE | MOJAVE_1_SIPHON | 25657 | MJVSPHN1 | 13.8 | 0 | 1 | LA Basin | Eastern | Aug NQC | Market
1015 | SCE | MOJAVE_1_SIPHON | 25657 | MJVSPHN1 | 13.8 | 0 | 2 | LA Basin | Eastern | Aug NQC | Market
1016 | SCE | MOJAVE_1_SIPHON | 25657 | MJVSPHN1 | 13.8 | 0 | 3 | LA Basin | Eastern | Aug NQC | Market
1017 | SCE | MTWIND_1_MVPWD1 | 29064 | MOUNTWND_1G | 0.6 | 0 | 1 | LA Basin | Eastern, Valley-Devers | Aug NQC | Wind
1018 | SCE | MTWIND_1_UNIT 3 | 29069 | MOUNTWND_3G | 0.6 | 0 | 1 | LA Basin | Eastern, Valley-Devers | Aug NQC | Wind
1019 | SCE | OLINDA_2_COYCRK |  |  |  | 0 |  | LA Basin | Western | Not modeled | QF/Selfgen
1020 | SCE | OLINDA_2_LNDFL2 | 29011 | BREAPWR2 | 13.8 | 0 | C1 | LA Basin | Western | Aug NQC | Market
1021 | SCE | OLINDA_2_LNDFL2 | 29011 | BREAPWR2 | 13.8 | 0 | C2 | LA Basin | Western | Aug NQC | Market
1022 | SCE | OLINDA_2_LNDFL2 | 29011 | BREAPWR2 | 13.8 | 0 | C3 | LA Basin | Western | Aug NQC | Market
1023 | SCE | OLINDA_2_LNDFL2 | 29011 | BREAPWR2 | 13.8 | 0 | C4 | LA Basin | Western | Aug NQC | Market
1024 | SCE | OLINDA_2_LNDFL2 | 29011 | BREAPWR2 | 13.8 | 0 | S1 | LA Basin | Western | Aug NQC | Market
1025 | SCE | OLINDA_7_BLKSND |  |  |  | 0 |  | LA Basin | Western | Not modeled Aug NQC | Market
1026 | SCE | PADUA_2_ONTARO |  |  |  | 0 |  | LA Basin | Eastern | Not modeled Aug NQC | QF/Selfgen
1027 | SCE | PADUA_2_SOLAR1 |  |  |  | 0 |  | LA Basin | Eastern | Not modeled Energy Only | Solar
1028 | SCE | PADUA_6_MWDSDM | 25851 | PADUA EQFC | 12.47 | 0 | HY | LA Basin | Eastern | Aug NQC | MUNI
1029 | SCE | PADUA_6_QF | 25851 | PADUA EQFC | 12.47 | 0 | T | LA Basin | Eastern | Aug NQC | QF/Selfgen
1030 | SCE | PADUA_7_SDIMAS |  |  |  | 0 |  | LA Basin | Eastern | Not modeled Aug NQC | Market
1031 | SCE | PANERO_2_MWPWD1 |  |  |  | 0 |  | LA Basin | Eastern, Valley-Devers | Not modeled Aug NQC | Wind
1032 | SCE | PWEST_1_UNIT | 24815 | GARNET | 115 | 0 | PC | LA Basin | Eastern, Valley-Devers | Aug NQC | Market
1033 | SCE | RENWD_1_QF | 25636 | RENWIND | 115 | 0 | Q1 | LA Basin | Eastern, Valley-Devers | Aug NQC | QF/Selfgen
1034 | SCE | RENWD_1_QF | 25636 | RENWIND | 115 | 0 | Q2 | LA Basin | Eastern, Valley-Devers | Aug NQC | QF/Selfgen
1035 | SCE | ROMOLA_5_MPBBT1 | 240214 | MENIFEE_G1 | 0.66 | 0 | 1 | LA Basin | Eastern, Valley |  | Battery
1036 | SCE | ROMOLA_5_MPBBT2 | 240215 | MENIFEE_G2 | 0.66 | 0 | 2 | LA Basin | Eastern, Valley |  | Battery
1037 | SCE | ROMOLA_5_MPBBT3 | 240216 | MENIFEE_G3 | 0.66 | 0 | 3 | LA Basin | Eastern, Valley |  | Battery
1038 | SCE | ROMOLA_5_MPBBT4 | 240217 | MENIFEE_G4 | 0.66 | 0 | 4 | LA Basin | Eastern, Valley |  | Battery
1039 | SCE | ROMOLA_5_MPBBT5 | 240218 | MENIFEE_G5 | 0.66 | 0 | 5 | LA Basin | Eastern, Valley |  | Battery
1040 | SCE | RVSIDE_2_RERCU3 | 24299 | RERC2G3 | 13.8 | 0 | 1 | LA Basin | Eastern |  | MUNI
1041 | SCE | RVSIDE_2_RERCU4 | 24300 | RERC2G4 | 13.8 | 0 | 1 | LA Basin | Eastern |  | MUNI
1042 | SCE | RVSIDE_6_RERCU1 | 24242 | RERC1G | 13.8 | 0 | 1 | LA Basin | Eastern |  | MUNI
1043 | SCE | RVSIDE_6_RERCU2 | 24243 | RERC2G | 13.8 | 0 | 1 | LA Basin | Eastern |  | MUNI
1044 | SCE | RVSIDE_6_SOLAR1 |  |  |  | 0 |  | LA Basin | Eastern | Not modeled Aug NQC | Solar
1045 | SCE | RVSIDE_6_SPRING | 24240 | SPRINGS1 | 13.8 | 0 | 1 | LA Basin | Eastern |  | Market
1046 | SCE | RVSIDE_6_SPRING | 24241 | SPRINGS3 | 13.8 | 0 | 1 | LA Basin | Eastern |  | Market
1047 | SCE | RVSIDE_6_SPRING | 24240 | SPRINGS1 | 13.8 | 0 | 2 | LA Basin | Eastern |  | Market
1048 | SCE | RVSIDE_6_SPRING | 24241 | SPRINGS3 | 13.8 | 0 | 2 | LA Basin | Eastern |  | Market
1049 | SCE | SANITR_6_UNITS | 24324 | SANIGEN | 13.8 | 0 | R1 | LA Basin | Eastern | Aug NQC | QF/Selfgen
1050 | SCE | SANTGO_2_LNDFL1 | 24341 | COYGEN | 13.8 | 0 | R1 | LA Basin | Western | Aug NQC | Market
1051 | SCE | SANWD_1_QF | 29072 | SANWIND_G | 0.48 | 0 | 1 | LA Basin | Eastern, Valley-Devers | Aug NQC | Wind
1052 | SCE | SBERDO_2_PSP3 | 24921 | MNTV-G3A | 18 | 0 | 1 | LA Basin | Eastern, West of Devers |  | Market
1053 | SCE | SBERDO_2_PSP3 | 24922 | MNTV-G3B | 18 | 0 | 1 | LA Basin | Eastern, West of Devers |  | Market
1054 | SCE | SBERDO_2_PSP3 | 24923 | MNTV-ST3 | 18 | 0 | 1 | LA Basin | Eastern, West of Devers |  | Market
1055 | SCE | SBERDO_2_PSP4 | 24924 | MNTV-G4A | 18 | 0 | 1 | LA Basin | Eastern, West of Devers |  | Market
1056 | SCE | SBERDO_2_PSP4 | 24925 | MNTV-G4B | 18 | 0 | 1 | LA Basin | Eastern, West of Devers |  | Market
1057 | SCE | SBERDO_2_PSP4 | 24926 | MNTV-ST4 | 18 | 0 | 1 | LA Basin | Eastern, West of Devers |  | Market
1058 | SCE | SBERDO_2_SNTANA | 25861 | SNBRDNO FD2 | 12.47 | 0 | PV | LA Basin | Eastern, West of Devers | Aug NQC | Solar
1059 | SCE | SBERDO_6_MILLCK | 25863 | SNBRDNO FD1 | 12.47 | 0 | EQ | LA Basin | Eastern, West of Devers | Aug NQC | QF/Selfgen
1060 | SCE | SEAWND_2_AMWWD1 |  |  |  | 0 |  | LA Basin | Eastern, Valley-Devers | Not modeled Aug NQC | Wind
1061 | SCE | SENTNL_2_CTG1 | 29101 | SENTINEL_G1 | 13.8 | 0 | 1 | LA Basin | Eastern, Valley-Devers |  | Market
1062 | SCE | SENTNL_2_CTG2 | 29102 | SENTINEL_G2 | 13.8 | 0 | 1 | LA Basin | Eastern, Valley-Devers |  | Market
1063 | SCE | SENTNL_2_CTG3 | 29103 | SENTINEL_G3 | 13.8 | 0 | 1 | LA Basin | Eastern, Valley-Devers |  | Market
1064 | SCE | SENTNL_2_CTG4 | 29104 | SENTINEL_G4 | 13.8 | 0 | 1 | LA Basin | Eastern, Valley-Devers |  | Market
1065 | SCE | SENTNL_2_CTG5 | 29105 | SENTINEL_G5 | 13.8 | 0 | 1 | LA Basin | Eastern, Valley-Devers |  | Market
1066 | SCE | SENTNL_2_CTG6 | 29106 | SENTINEL_G6 | 13.8 | 0 | 1 | LA Basin | Eastern, Valley-Devers |  | Market
1067 | SCE | SENTNL_2_CTG7 | 29107 | SENTINEL_G7 | 13.8 | 0 | 1 | LA Basin | Eastern, Valley-Devers |  | Market
1068 | SCE | SENTNL_2_CTG8 | 29108 | SENTINEL_G8 | 13.8 | 0 | 1 | LA Basin | Eastern, Valley-Devers |  | Market
1069 | SCE | STANTN_2_SBEBX2 | 25675 | WH_STN_5 | 0.55 | 0 | 1 | LA Basin | Western |  | Battery
1070 | SCE | STANTN_2_SBEBX2 | 25677 | WH_STN_7 | 0.55 | 0 | 1 | LA Basin | Western |  | Battery
1071 | SCE | STANTN_2_STAGT1 | 25670 | WH_STN_1 | 13.8 | 0 | 1 | LA Basin | Western |  | Market
1072 | SCE | STANTN_2_STAGT2 | 25671 | WH_STN_2 | 13.8 | 0 | 1 | LA Basin | Western |  | Market
1073 | SCE | TIFFNY_1_DILLON | 29021 | WINTEC6 | 115 | 0 | 1 | LA Basin | Eastern, Valley-Devers | Aug NQC | Wind
1074 | SCE | TRNSWD_1_QF | 25746 | TRANWND_1G | 0.4 | 0 | 1 | LA Basin | Eastern, Valley-Devers | Aug NQC | Wind
1075 | SCE | TRNSWD_1_QF | 25749 | TRANWND_2G | 0.4 | 0 | 2 | LA Basin | Eastern, Valley-Devers | Aug NQC | Wind
1076 | SCE | VALLEY_5_ORTBT1 | 240349 | WDT1636_G | 0.6 | 0 | EQ | LA Basin | Eastern, Valley, Valley-Devers |  | Battery
1077 | SCE | VALLEY_5_PERRIS | 25872 | VALLEYS EQFD | 12.47 | 0 | T | LA Basin | Eastern, Valley, Valley-Devers | Aug NQC | QF/Selfgen
1078 | SCE | VALLEY_5_REDMTN | 25872 | VALLEYS EQFD | 12.47 | 0 | PV | LA Basin | Eastern, Valley, Valley-Devers | Aug NQC | QF/Selfgen
1079 | SCE | VALLEY_5_SOLAR1 |  |  |  | 0 |  | LA Basin | Eastern, Valley, Valley-Devers | Not modeled Energy Only | Solar
1080 | SCE | VALLEY_5_SOLAR2 | 25846 | WDT786G | 34.5 | 0 | EQ | LA Basin | Eastern, Valley, Valley-Devers | Aug NQC | Solar
1081 | SCE | VENWD_1_WIND3 | 25645 | VENWIND | 115 | 0 | EU | LA Basin | Eastern, Valley-Devers | Aug NQC | Wind
1082 | SCE | VERNON_6_GONZL1 |  |  |  | 0 |  | LA Basin | Western | Not modeled | MUNI
1083 | SCE | VERNON_6_GONZL2 |  |  |  | 0 |  | LA Basin | Western | Not modeled | MUNI
1084 | SCE | VERNON_6_MALBRG | 24239 | MALBRG1G | 13.8 | 0 | C1 | LA Basin | Western |  | MUNI
1085 | SCE | VERNON_6_MALBRG | 24240 | MALBRG2G | 13.8 | 0 | C2 | LA Basin | Western |  | MUNI
1086 | SCE | VERNON_6_MALBRG | 24241 | MALBRG3G | 13.8 | 0 | S3 | LA Basin | Western |  | MUNI
1087 | SCE | VILLPK_2_VALLYV |  |  |  | 0 |  | LA Basin | Western | Not modeled Aug NQC | QF/Selfgen
1088 | SCE | VILLPK_6_MWDYOR |  |  |  | 0 |  | LA Basin | Western | Not modeled Aug NQC | MUNI
1089 | SCE | VISTA_6_QF | 25887 | VSTA_EQFD | 12.47 | 0 | EQ | LA Basin | Eastern | Aug NQC | QF/Selfgen
1090 | SCE | WALCRK_2_CTG1 | 29201 | WALCRKG1 | 13.8 | 0 | 1 | LA Basin | Western |  | Market
1091 | SCE | WALCRK_2_CTG2 | 29202 | WALCRKG2 | 13.8 | 0 | 1 | LA Basin | Western |  | Market
1092 | SCE | WALCRK_2_CTG3 | 29203 | WALCRKG3 | 13.8 | 0 | 1 | LA Basin | Western |  | Market
1093 | SCE | WALCRK_2_CTG4 | 29204 | WALCRKG4 | 13.8 | 0 | 1 | LA Basin | Western |  | Market
1094 | SCE | WALCRK_2_CTG5 | 29205 | WALCRKG5 | 13.8 | 0 | 1 | LA Basin | Western |  | Market
1095 | SCE | WALNUT_2_SOLAR |  |  |  | 0 |  | LA Basin | Western | Not modeled Energy Only | Solar
1096 | SCE | WALNUT_6_HILLGEN |  |  |  | 0 |  | LA Basin | Western | Not modeled Aug NQC | Net Seller
1097 | SCE | WALNUT_7_WCOVST |  |  |  | 0 |  | LA Basin | Western | Not modeled Aug NQC | Market
1098 | SCE | WHTWTR_1_WINDA1 | 241001 | WHITEWTR_G | 0.58 | 0 | 1 | LA Basin | Eastern, Valley-Devers | Aug NQC | Wind
1099 | SCE | ZZ_BUCKWD_7_WINTCV | 25634 | BUCKWIND | 115 | 0 | W5 | LA Basin | Eastern, Valley-Devers | Repowering | Wind
1100 | SCE | ZZ_DEVERS_1_QF | 25639 | SEAWIND | 115 | 0 | QF | LA Basin | Eastern, Valley-Devers | Mothballed | QF/Selfgen
1101 | SCE | ZZ_DEVERS_1_QF | 25632 | TERAWND | 115 | 0 | QF | LA Basin | Eastern, Valley-Devers | Mothballed | QF/Selfgen
1102 | SCE | ZZ_GARNET_1_UNITS | 24815 | GARNET | 115 | 0 | G1 | LA Basin | Eastern, Valley-Devers | Mothballed | Market
1103 | SCE | ZZ_GARNET_2_HYDRO | 25827 | GARNET FD | 34.5 | 0 | T | LA Basin | Eastern, Valley-Devers | Aug NQC | Market
1104 | SCE | ZZ_HINSON_2_CTCSR1 | 25892 | HINSON EQDS | 12.47 | 0 | P1 | LA Basin | Western | Energy Only | Solar
1105 | SCE | ZZ_JOANEC_2_ST3BT4 | 240295 | SNTANSG4 | 0.55 | 40 | 4 | LA Basin | Western | No NQC - P max | Battery
1106 | SCE | ZZ_JOHANN_2_T1BBT1 | 240498 | JOHANNA EQFD | 12.47 | 1.4 | BS | LA Basin | Western | WDAT1428 - No NQC - est. data | Battery
1107 | SCE | ZZ_LAGBEL_2_CDCSR1 | 241503 | LAGUBELL_EQF | 16 | 0 | P3 | LA Basin | Western, El Nido |  | Solar
1108 | SCE | ZZ_LAGBEL_2_EDCSR1 | 241503 | LAGUBELL_EQF | 16 | 0 | P1 | LA Basin | Western, El Nido |  | Solar
1109 | SCE | ZZ_LAGBEL_2_EDCSR2 | 241503 | LAGUBELL_EQF | 16 | 0 | P2 | LA Basin | Western, El Nido |  | Solar
1110 | SCE | ZZ_LGHTHP_2_SBDSR1 | 240504 | LITEHIPE EQF | 12.47 | 0 | P1 | LA Basin | Western | Energy Only | Solar
1111 | SCE | ZZ_LGHTHP_2_SBDSR2 | 240504 | LITEHIPE EQF | 12.47 | 0 | P2 | LA Basin | Western | Energy Only | Solar
1112 | SCE | ZZ_MESAS_2_YORBT1 | 25842 | MESACAL EQFD | 16 | 0.01 | B1 | LA Basin | Western | No NQC - est. data | Solar
1113 | SCE | ZZ_MOBGEN_6_UNIT 1 | 24094 | MOBGEN1 | 13.8 | 0 | 1 | LA Basin | Western, El Nido | No NQC - hist. data | QF/Selfgen
1114 | SCE | ZZ_MOBGEN_6_UNIT 1 | 24329 | MOBGEN2 | 13.8 | 0 | 1 | LA Basin | Western, El Nido | No NQC - hist. data | QF/Selfgen
1115 | SCE | ZZ_MTWIND_1_UNIT 2 | 29066 | MOUNTWND_2G | 0.6 | 0 | 1 | LA Basin | Eastern, Valley-Devers | Mothballed | Wind
1116 | SCE | ZZ_NA | 24330 | OUTFALL1 | 13.8 | 0 | 1 | LA Basin | Western, El Nido | No NQC - hist. data | QF/Selfgen
1117 | SCE | ZZ_NA | 24331 | OUTFALL2 | 13.8 | 0 | 1 | LA Basin | Western, El Nido | No NQC - hist. data | QF/Selfgen
1118 | SCE | ZZ_NA | 24327 | THUMSGEN | 13.8 | 0 | 1 | LA Basin | Western | No NQC - hist. data | QF/Selfgen
1119 | SCE | ZZ_NA | 25838 | LA FRSA EQFD | 16 | 0.07 | EQ | LA Basin | Western | No NQC - est. data | Market
1120 | SCE | ZZ_NA | 25820 | EL NIDO EQFD | 16 | 0.09 | EQ | LA Basin | Western, El Nido | No NQC - est. data | Solar
1121 | SCE | ZZ_NA | 25883 | VILLAPK EQFD | 12.47 | 0.14 | EQ | LA Basin | Western | No NQC - est. data | Solar
1122 | SCE | ZZ_NA | 25889 | WALNUT EQFD | 12.47 | 0.2 | EQ | LA Basin | Western | No NQC - est. data | Solar
1123 | SCE | ZZ_NA | 25892 | HINSON EQDS | 12.47 | 1.7 | EQ | LA Basin | Western | No NQC - est. data | Market
1124 | SCE | ZZ_NA | 25857 | RIOHNDO EQFD | 12.47 | 5 | HY | LA Basin | Western | No NQC - est. data | Market
1125 | SCE | ZZ_NA | 25857 | RIOHNDO EQFD | 12.47 | 0.06 | PV | LA Basin | Western | No NQC - est. data | Solar
1126 | SCE | ZZ_NA | 25838 | LA FRSA EQFD | 16 | 0.2 | PV | LA Basin | Western | No NQC - est. data | Solar
1127 | SCE | ZZ_NA | 25892 | HINSON EQDS | 12.47 | 0.7 | PV | LA Basin | Western | No NQC - est. data | Solar
1128 | SCE | ZZ_NA | 240514 | VALLEYSC EQF | 12.47 | 1.1 | PV | LA Basin | Eastern, Valley, Valley-Devers |  | Solar
1129 | SCE | ZZ_NA | 240505 | MIRAGE EQFD | 12.47 | 1.2 | PV | LA Basin | Eastern, Valley-Devers | No NQC - est. data | Solar
1130 | SCE | ZZ_NA | 25812 | CHINO EQFC | 12.47 | 2.2 | PV | LA Basin | Eastern |  | Solar
1131 | SCE | ZZ_NA | 240150 | DEVERS FC | 12.47 | 1 | T | LA Basin | Eastern, Valley-Devers |  | Market
1132 | SCE | ZZ_PADUA_2_SOLAR1 | 25851 | PADUA EQFC | 12.47 | 1.6 | PV | LA Basin | Eastern |  | Solar
1133 | SCE | ZZ_PANSEA_1_PANARO | 25640 | PANAERO | 115 | 3.4 | QF | LA Basin | Eastern, Valley-Devers |  | Wind
1134 | SCE | ZZ_SANTGO_2_MABBT1 | 25192 | WDT1406_G | 0.48 | 0 | 1 | LA Basin | Western |  | Battery
1135 | SCE | ZZ_VENWD_1_WIND1 | 25645 | VENWIND | 115 | 0 | Q1 | LA Basin | Eastern, Valley-Devers | Mothballed | QF/Selfgen
1136 | SCE | ZZ_VENWD_1_WIND2 | 25645 | VENWIND | 115 | 0 | Q2 | LA Basin | Eastern, Valley-Devers | Mothballed | QF/Selfgen
1137 | SCE | ZZZ_New Unit | 240002 | CATHODE1_G | 34.5 | 0 | 1 | LA Basin | Western | Waiting TPD allocation | Battery
1138 | SCE | ZZZ_New Unit | 24899 | WDT1510G | 0.69 | 0 | 1 | LA Basin | Eastern | Energy Only | Battery
1139 | SCE | ZZZ_New Unit | 240536 | WDT1582 | 34.5 | 0 | 1 | LA Basin | Western | No NQC - est. data | Solar
1140 | SCE | ZZZ_New Unit | 240474 | WDT1583 | 34.5 | 0 | 1 | LA Basin | Western | No NQC - est. data | Solar
1141 | SCE | ZZZ_New Unit | 240155 | UNIMDGEN | 12 | 1 | 1 | LA Basin | Eastern, West of Devers | No NQC - est. data | Market
1142 | SCE | ZZZ_New Unit | 240501 | WDT1392 | 0.48 | 10 | 1 | LA Basin | Western | No NQC - est. data | Market
1143 | SCE | ZZZ_New Unit | 240502 | WDT1393 | 0.48 | 10 | 1 | LA Basin | Western | No NQC - est. data | Market
1144 | SCE | ZZZ_New Unit | 240536 | WDT1582 | 34.5 | 10 | 1 | LA Basin | Western | No NQC - P max | Battery
1145 | SCE | ZZZ_New Unit | 240474 | WDT1583 | 34.5 | 10 | 1 | LA Basin | Western | No NQC - P max | Battery
1146 | SCE | ZZZ_New Unit | 240513 | WDT292A | 12.47 | 10 | 1 | LA Basin | Western | No NQC - est. data | Market
1147 | SCE | ZZZ_New Unit | 240451 | WH_STN_8 | 0.55 | 10 | 1 | LA Basin | Western | No NQC - P max | Battery
1148 | SCE | ZZZ_New Unit | 240452 | WH_STN_9 | 0.55 | 10 | 1 | LA Basin | Western | No NQC - P max | Battery
1149 | SCE | ZZZ_New Unit | 240533 | WDT1602_G | 0.385 | 20 | 1 | LA Basin | Western, El Nido | No NQC - P max | Battery
1150 | SCE | ZZZ_New Unit | 250021 | GOODRICH_BES | 13.8 | 25 | 1 | LA Basin | Western |  | Battery
1151 | SCE | ZZZ_New Unit | 241357 | WDT1754_G | 0.66 | 50 | 1 | LA Basin | Western |  | Battery
1152 | SCE | ZZZ_New Unit | 240594 | TOT1005_G_ES | 0.645 | 75 | 1 | LA Basin | Eastern, Valley-Devers | No NQC - est. data | Battery
1153 | SCE | ZZZ_New Unit | 240319 | WDT1702_G | 0.382 | 77 | 1 | LA Basin | Western | No NQC - P max | Battery
1154 | SCE | ZZZ_New Unit | 240426 | WDT1725_G | 0.385 | 90 | 1 | LA Basin | Western | No NQC - P max | Battery
1155 | SCE | ZZZ_New Unit | 240019 | RAMPA_G | 34.5 | 100 | 1 | LA Basin | Eastern | No NQC - Pmax | Battery
1156 | SCE | ZZZ_New Unit | 240315 | WDT1652_G | 0.6 | 100 | 1 | LA Basin | Western | No NQC - P max | Battery
1157 | SCE | ZZZ_New Unit | 240473 | WDT1719_G | 0.385 | 100 | 1 | LA Basin | Eastern | No NQC - Pmax | Battery
1158 | SCE | ZZZ_New Unit | 240436 | WDT1816-G | 34.5 | 110 | 1 | LA Basin | Western | No NQC - P max | Battery
1159 | SCE | ZZZ_New Unit | 241329 | TOT1028_G1 | 0.63 | 200 | 1 | LA Basin | Western |  | Battery
1160 | SCE | ZZZ_New Unit | 241339 | TOT1033_B1 | 0.63 | 200 | 1 | LA Basin | Western |  | Battery
1161 | SCE | ZZZ_New Unit | 240569 | TOT906_G | 0.69 | 200 | 1 | LA Basin | Western |  | Battery
1162 | SCE | ZZZ_New Unit | 241013 | TOT907_G | 0.6 | 200 | 1 | LA Basin | Western |  | Battery
1163 | SCE | ZZZ_New Unit | 240445 | TOT927_G | 0.39 | 250 | 1 | LA Basin | Western | No NQC - P max | Battery
1164 | SCE | ZZZ_New Unit | 240004 | CATHODE2_G | 34.5 | 0 | 2 | LA Basin | Western | Waiting TPD allocation | Battery
1165 | SCE | ZZZ_New Unit | 240512 | LAS LOMA FD | 12.47 | 8.83 | 2 | LA Basin | Western | No NQC - est. data | Market
1166 | SCE | ZZZ_New Unit | 241328 | TOT1028_G2 | 0.63 | 200 | 2 | LA Basin | Western |  | Battery
1167 | SCE | ZZZ_New Unit | 241338 | TOT1033_B2 | 0.63 | 200 | 2 | LA Basin | Western |  | Battery
1168 | SCE | ZZZ_New Unit | 240509 | SANTIAGO EQF | 12.47 | 0.5 | BS | LA Basin | Western | No NQC - est. data | Battery
1169 | SCE | ZZZ_New Unit | 25842 | MESACAL EQFD | 0.66 | 4.5 | BS | LA Basin | Western | No NQC - est. data | Battery
1170 | SCE | ZZZ_New Unit | 240500 | JOHANNA FD | 12.47 | 0 | EQ | LA Basin | Western | No NQC - est. data | Battery
1171 | SCE | ZZZ_New Unit | 25832 | WDT334G | 0.2 | 0 | EQ | LA Basin | Eastern, Valley-Devers | Energy Only | Solar
1172 | SCE | ZZZ_New Unit | 25833 | WDT458G | 0.2 | 0 | EQ | LA Basin | Eastern, Valley-Devers | Energy Only | Solar
1173 | SCE | ZZZ_New Unit | 240504 | LITEHIPE EQF | 12.47 | 0.6 | EQ | LA Basin | Western | No NQC - est. data | Market
1174 | SCE | ZZZ_New Unit | 240158 | VSTA BIO | 12.47 | 1 | EQ | LA Basin | Eastern | No NQC - est. data | Market
1175 | SCE | ZZZ_New Unit | 240159 | VSTA GAS | 12.47 | 1 | EQ | LA Basin | Eastern | No NQC - est. data | Market
1176 | SCE | ZZZ_New Unit | 25834 | HI DSRT | 34.5 | 1.2 | EQ | LA Basin | Eastern, Valley-Devers | No NQC - est. data | Market
1177 | SCE | ZZZ_New Unit | 25885 | VSTA EQFD | 12.47 | 3.7 | EQ | LA Basin | Eastern |  | Market
1178 | SCE | ZZZ_New Unit | 240507 | OLINDA EQF | 12.47 | 5.15 | EQ | LA Basin | Western | No NQC - est. data | Market
1179 | SCE | ZZZ_New Unit | 240495 | DECLEZ EQ FC | 12.47 | 9.67 | EQ | LA Basin | Eastern | No NQC - est. data | Market
1180 | SCE | ZZZ_New Unit | 241354 | WDT1683_G | 0.48 | 65 | EQ | LA Basin | Western |  | Battery
1181 | SCE | ZZZ_New Unit | 240346 | WDT1635_G | 0.6 | 80 | EQ | LA Basin | Eastern, Valley, Valley-Devers |  | Battery
1182 | SCE | ZZZ_New Unit | 240516 | MERCED EQFD | 12.47 | 13 | LG | LA Basin | Western | No NQC - est. data | Market
1183 | SCE | ZZZ_New Unit | 240498 | JOHANNA EQFD | 12.47 | 0.06 | PV | LA Basin | Western | No NQC - est. data | Solar
1184 | SCE | ZZZ_New Unit | 240504 | LITEHIPE EQF | 12.47 | 0.06 | PV | LA Basin | Western | No NQC - est. data | Solar
1185 | SCE | ZZZ_New Unit | 240509 | SANTIAGO EQF | 12.47 | 0.29 | PV | LA Basin | Western | No NQC - est. data | Solar
1186 | SCE | ZZZ_New Unit | 25842 | MESACAL EQFD | 0.66 | 0.8 | PV | LA Basin | Western | No NQC - est. data | Solar
1187 | SCE | ZZZ_New Unit | 240520 | MILLIKEM FD3 | 12.47 | 1.36 | PV | LA Basin | Eastern | No NQC - est. data | Solar
1188 | SCE | ZZZ_New Unit | 240498 | JOHANNA EQFD | 12.47 | 0.64 | SY | LA Basin | Western | No NQC - est. data | Market
1189 | SCE | ZZZ_New Unit | 240504 | LITEHIPE EQF | 12.47 | 5 | T | LA Basin | Western | No NQC - est. data | Market
1190 | SCE | ZZZ_New Unit | 240153 | BOTTLE | 34.5 | 1.7 | W1 | LA Basin | Eastern, Valley-Devers | No NQC - est. data | Wind
1191 | SCE | ZZZ_New Unit | 240526 | WDT1131QFC | 0.21 | 4.7 | W1 | LA Basin | Eastern, Valley-Devers | No NQC - est. data | Wind
1192 | SCE | ZZZ_New Unit | 240527 | WDT016A | 0.21 | 1.09 | W2 | LA Basin | Eastern, Valley-Devers | No NQC - est. data | Wind
1193 | SCE | ZZZ_New Unit | 240528 | WDT1880QFC | 0.21 | 4 | W3 | LA Basin | Eastern, Valley-Devers | No NQC - est. data | Wind
1194 | SDG&E | BGROCK_2_BRFBX2 | 23416 | Q1166_ES_G1 | 0.6 | 0 | 1 | SD-IV |  |  | Battery
1195 | SDG&E | BGROCK_2_BRFBX2 | 23438 | Q1166_ES_G2 | 0.6 | 0 | 1 | SD-IV |  |  | Battery
1196 | SDG&E | BLVRDE_6_BLVBT1 | 22088 | BOULEVRD | 69 | 0 | 27 | SD-IV |  |  | Battery
1197 | SDG&E | BORDER_6_LTMCT1 | 22907 | BD_BESS | 0.69 | 0 | 1 | SD-IV | San Diego, Border |  | Market
1198 | SDG&E | BORDER_6_UNITA1 | 22149 | CALPK_BD | 13.8 | 0 | 1 | SD-IV | San Diego, Border |  | Market
1199 | SDG&E | BREGGO_6_DEGRSL | 22084 | BORREGO | 69 | 0 | 6 | SD-IV | San Diego | Aug NQC | Solar
1200 | SDG&E | BREGGO_6_DSEBT1 | 22084 | BORREGO | 69 | 0 | 60 | SD-IV | San Diego |  | Battery
1201 | SDG&E | BREGGO_6_SOLAR | 22082 | BR GEN1 | 0.21 | 0 | 1 | SD-IV | San Diego | Aug NQC | Solar
1202 | SDG&E | CAMERN_6_BSPSR1 | 22104 | CAMERON | 69 | 0 | 78 | SD-IV | San Diego | Energy Only | Solar
1203 | SDG&E | CARLS1_2_CARCT1 | 22786 | EA GEN1 U6 | 13.8 | 0 | 1 | SD-IV | San Diego | Aug NQC | Market
1204 | SDG&E | CARLS1_2_CARCT1 | 22787 | EA GEN1 U7 | 13.8 | 0 | 1 | SD-IV | San Diego | Aug NQC | Market
1205 | SDG&E | CARLS1_2_CARCT1 | 22783 | EA GEN1 U8 | 13.8 | 0 | 1 | SD-IV | San Diego | Aug NQC | Market
1206 | SDG&E | CARLS1_2_CARCT1 | 22784 | EA GEN1 U9 | 13.8 | 0 | 1 | SD-IV | San Diego | Aug NQC | Market
1207 | SDG&E | CARLS2_1_CARCT1 | 22789 | EA GEN1 U10 | 13.8 | 0 | 1 | SD-IV | San Diego | Aug NQC | Market
1208 | SDG&E | CHILLS_1_SYCENG | 22120 | CARLTNHS | 138 | 0 | 1 | SD-IV | San Diego | Aug NQC | QF/Selfgen
1209 | SDG&E | CHILLS_7_UNITA1 | 22120 | CARLTNHS | 138 | 0 | 2 | SD-IV | San Diego | Aug NQC | QF/Selfgen
1210 | SDG&E | CLRMNT_6_CLEBT1 | 22136 | CLAIRMNT | 69 | 0 | 28 | SD-IV | San Diego |  | Battery
1211 | SDG&E | CNTNLA_2_SOLAR1 | 23401 | DW GEN3 G1 | 0.33 | 0 | 1 | SD-IV |  | Aug NQC | Solar
1212 | SDG&E | CNTNLA_2_SOLAR2 | 23402 | DW GEN3 G2 | 0.33 | 0 | 2 | SD-IV |  | Aug NQC | Solar
1213 | SDG&E | CPVERD_2_SOLAR | 23309 | IV GEN3 G1 | 0.31 | 0 | 1 | SD-IV |  | Aug NQC | Solar
1214 | SDG&E | CPVERD_2_SOLAR | 23301 | IV GEN3 G2 | 0.31 | 0 | 1 | SD-IV |  | Aug NQC | Solar
1215 | SDG&E | CRELMN_6_RAMON1 | 22152 | CREELMAN | 69 | 0 | 27 | SD-IV | San Diego | Aug NQC | Solar
1216 | SDG&E | CRELMN_6_RAMON2 | 22152 | CREELMAN | 69 | 0 | 27 | SD-IV | San Diego | Aug NQC | Solar
1217 | SDG&E | CRELMN_6_RAMSR3 | 22152 | CREELMAN | 69 | 0 | 35 | SD-IV | San Diego | Aug NQC | Solar
1218 | SDG&E | CRSTWD_6_KUMYAY | 22915 | KUMEYAAY | 0.69 | 0 | 1 | SD-IV | San Diego | Aug NQC | Wind
1219 | SDG&E | CSLR4S_2_SOLAR | 23298 | DW GEN1 G1 | 0.315 | 0 | 1 | SD-IV |  | Aug NQC | Solar
1220 | SDG&E | CSLR4S_2_SOLAR | 23299 | DW GEN1 G2 | 0.315 | 0 | 1 | SD-IV |  | Aug NQC | Solar
1221 | SDG&E | DREWSR_2_BHSSR1 | 23585 | DW GEN7_GEN | 0.63 | 0 | 1 | SD-IV |  | Aug NQC | Solar
1222 | SDG&E | ELCAJN_6_EB1BT1 | 22208 | EL CAJON | 69 | 0 | 13 | SD-IV | San Diego, El Cajon |  | Battery
1223 | SDG&E | ELCAJN_6_LM6K | 23320 | EC GEN2 | 13.8 | 0 | 1 | SD-IV | San Diego, El Cajon |  | Market
1224 | SDG&E | ELCAJN_6_UNITA1 | 22150 | EC GEN1 | 13.8 | 0 | 1 | SD-IV | San Diego, El Cajon |  | Market
1225 | SDG&E | ELLIOT_6_ELIBT1 | 22216 | ELLIOTT | 69 | 0 | 29 | SD-IV | San Diego |  | Battery
1226 | SDG&E | ENERSJ_2_WIND | 23100 | ECO GEN1 G1 | 0.69 | 0 | G1 | SD-IV |  | Aug NQC | Wind
1227 | SDG&E | ENERSJ_5_ESJWD2 | 23108 | ECO_GEN1G2_6 | 0.72 | 0 | 2 | SD-IV |  | Aug NQC | Wind
1228 | SDG&E | ENERSJ_5_ESJWD2 | 23108 | ECO_GEN1G2_6 | 0.72 | 0 | 3 | SD-IV |  | Aug NQC | Wind
1229 | SDG&E | ESCNDO_6_EB1BT1 | 22256 | ESCNDIDO | 69 | 0 | 10 | SD-IV | San Diego |  | Battery
1230 | SDG&E | ESCNDO_6_EB2BT2 | 22256 | ESCNDIDO | 69 | 0 | 11 | SD-IV | San Diego |  | Battery
1231 | SDG&E | ESCNDO_6_EB3BT3 | 22256 | ESCNDIDO | 69 | 0 | 12 | SD-IV | San Diego |  | Battery
1232 | SDG&E | ESCNDO_6_PL1X2 | 22257 | ES GEN | 13.8 | 0 | 1 | SD-IV | San Diego |  | Market
1233 | SDG&E | ESCNDO_6_UNITB1 | 22153 | CALPK_ES | 13.8 | 0 | 1 | SD-IV | San Diego |  | Market
1234 | SDG&E | ESCO_6_GLMQF | 22333 | GOALLINE | 13.8 | 0 | 1 | SD-IV | San Diego | Aug NQC | Net Seller
1235 | SDG&E | ESCO_6_GLMQF | 22333 | GOALLINE | 13.8 | 0 | 2 | SD-IV | San Diego | Aug NQC | Net Seller
1236 | SDG&E | FALBRK_6_FESBT1 | 23544 | AV GEN1_BESS | 0.64 | 0 | 1 | SD-IV | San Diego |  | Battery
1237 | SDG&E | GATEWY_2_GESBT1 | 23710 | OM GEN4_BESS | 0.508 | 0 | 1 | SD-IV | San Diego |  | Battery
1238 | SDG&E | IVSLR2_2_SM2SR1 | 23441 | DW GEN6 | 0.42 | 0 | 1 | SD-IV |  | Aug NQC | Solar
1239 | SDG&E | IVSLRP_2_SOLAR1 | 23447 | DW GEN2 PV | 34.5 | 0 | 1 | SD-IV |  | Aug NQC | Solar
1240 | SDG&E | IVWEST_2_SOLAR1 | 23155 | DU GEN1 G1 | 0.2 | 0 | 1 | SD-IV |  | Aug NQC | Solar
1241 | SDG&E | IVWEST_2_SOLAR1 | 23156 | DU GEN1 G2 | 0.2 | 0 | 1 | SD-IV |  | Aug NQC | Solar
1242 | SDG&E | JACMSR_1_JACSR1 | 23352 | ECO GEN2 | 0.55 | 0 | 1 | SD-IV |  | Aug NQC | Solar
1243 | SDG&E | KEARNY_6_NESBT1 | 22372 | KEARNY | 60 | 0 | 25 | SD-IV | San Diego | Aug NQC | Battery
1244 | SDG&E | KEARNY_6_SESBT2 | 22372 | KEARNY | 60 | 0 | 26 | SD-IV | San Diego | Aug NQC | Battery
1245 | SDG&E | KYCORA_6_KMSBT1 |  |  |  | 0 |  | SD-IV | San Diego | Not modeled Energy Only | Battery
1246 | SDG&E | LARKSP_6_UNIT 1 | 22074 | LRKSPBD1 | 13.8 | 0 | 1 | SD-IV | San Diego, Border |  | Market
1247 | SDG&E | LARKSP_6_UNIT 2 | 22075 | LRKSPBD2 | 13.8 | 0 | 1 | SD-IV | San Diego, Border |  | Market
1248 | SDG&E | LAROA2_2_UNITA1 | 22997 | INTBCT | 16 | 0 | 1 | SD-IV |  |  | Market
1249 | SDG&E | LAROA2_2_UNITA1 | 22996 | INTBST | 18 | 0 | 1 | SD-IV |  |  | Market
1250 | SDG&E | LECONT_2_LESBT1 | 23597 | DW GEN8_BESS | 0.69 | 0 | 1 | SD-IV |  | PCDS | Battery
1251 | SDG&E | LILIAC_6_SOLAR | 22404 | LILIAC | 69 | 0 | 67 | SD-IV | San Diego |  | Solar
1252 | SDG&E | MELRSE_6_MELBT1 | 22440 | MELROSE | 69 | 0 | 22 | SD-IV | San Diego |  | Battery
1253 | SDG&E | MELRSE_6_MELBT2 | 22440 | MELROSE | 69 | 0 | 23 | SD-IV | San Diego |  | Battery
1254 | SDG&E | MRGT_6_MEF2 | 22487 | MEF MR2 | 13.8 | 0 | 1 | SD-IV | San Diego |  | Market
1255 | SDG&E | MRGT_6_MMAREF | 22486 | MEF MR1 | 13.8 | 0 | 1 | SD-IV | San Diego |  | Market
1256 | SDG&E | MRGT_6_TGEBT1 | 23412 | MRGT GEN | 0.64 | 0 | 1 | SD-IV | San Diego |  | Battery
1257 | SDG&E | MSHGTS_6_MMARLF | 22448 | MESAHGTS | 69 | 0 | 1 | SD-IV | San Diego | Aug NQC | Market
1258 | SDG&E | MSSION_2_QF | 22496 | MISSION | 69 | 0 | 1 | SD-IV | San Diego | Aug NQC | Market
1259 | SDG&E | MURRAY_6_UNIT |  |  |  | 0 |  | SD-IV | San Diego | Not modeled Energy Only | Market
1260 | SDG&E | OCTILO_5_WIND | 23314 | OCO GEN G1 | 0.69 | 0 | 1 | SD-IV |  | Aug NQC | Wind
1261 | SDG&E | OCTILO_5_WIND | 23318 | OCO GEN G2 | 0.69 | 0 | 1 | SD-IV |  | Aug NQC | Wind
1262 | SDG&E | OGROVE_6_PL1X2 | 22628 | PA GEN1 | 13.8 | 0 | 1 | SD-IV | San Diego |  | Market
1263 | SDG&E | OGROVE_6_PL1X2 | 22629 | PA GEN2 | 13.8 | 0 | 1 | SD-IV | San Diego |  | Market
1264 | SDG&E | OTAY_6_PL1X2 | 22617 | OY GEN | 13.8 | 0 | 1 | SD-IV | San Diego |  | Market
1265 | SDG&E | OTMESA_2_PL1X3 | 22605 | OTAYMGT1 | 18 | 0 | 1 | SD-IV | San Diego |  | Market
1266 | SDG&E | OTMESA_2_PL1X3 | 22606 | OTAYMGT2 | 18 | 0 | 1 | SD-IV | San Diego |  | Market
1267 | SDG&E | OTMESA_2_PL1X3 | 22607 | OTAYMST1 | 16 | 0 | 1 | SD-IV | San Diego |  | Market
1268 | SDG&E | PALA_6_PGCBT1 | 22624 | PALA | 69 | 0 | 88 | SD-IV | San Diego | Waiting TPD allocation | Battery
1269 | SDG&E | PALOMR_2_PL1X3 | 22262 | PEN_CT1 | 18 | 0 | 1 | SD-IV | San Diego |  | Market
1270 | SDG&E | PALOMR_2_PL1X3 | 22263 | PEN_CT2 | 18 | 0 | 1 | SD-IV | San Diego |  | Market
1271 | SDG&E | PALOMR_2_PL1X3 | 22265 | PEN_ST | 18 | 0 | 1 | SD-IV | San Diego |  | Market
1272 | SDG&E | PARDSE_6_PESBT1 | 22636 | PARADISE | 69 | 0 | 30 | SD-IV | San Diego |  | Battery
1273 | SDG&E | PERGRN_2_PRSBT1 | 23933 | SG GEN 1 | 0.48 | 0 | 1 | SD-IV | San Diego |  | Battery
1274 | SDG&E | PIOPIC_2_CTG1 | 23162 | PIO PICO CT1 | 13.8 | 0 | 1 | SD-IV | San Diego |  | Market
1275 | SDG&E | PIOPIC_2_CTG2 | 23163 | PIO PICO CT2 | 13.8 | 0 | 1 | SD-IV | San Diego |  | Market
1276 | SDG&E | PIOPIC_2_CTG3 | 23164 | PIO PICO CT3 | 13.8 | 0 | 1 | SD-IV | San Diego |  | Market
1277 | SDG&E | POME_6_POMBT1 | 23929 | POM_ES | 0.48 | 0 | 1 | SD-IV | San Diego |  | Battery
1278 | SDG&E | PRCTVY_1_MIGBT1 | 22672 | PRCTRVLY | 138 | 0 | 4 | SD-IV | San Diego | Aug NQC | Battery
1279 | SDG&E | SLRMS3_2_SRMSR1 | 23448 | DW GEN4 G2 | 34.5 | 0 | 3 | SD-IV |  | Aug NQC | Solar
1280 | SDG&E | SLRMS3_2_SRMSR1 | 23456 | DW GEN4 G1 | 34.5 | 0 | 4 | SD-IV |  | Aug NQC | Solar
1281 | SDG&E | SMRCOS_6_LNDFIL | 22724 | SANMRCOS | 69 | 0 | 1 | SD-IV | San Diego | Aug NQC | Market
1282 | SDG&E | TERMEX_2_PL1X3 | 22982 | IV GEN1 CTG2 | 18 | 0 | 1 | SD-IV |  |  | Market
1283 | SDG&E | TERMEX_2_PL1X3 | 22983 | IV GEN1 CTG3 | 18 | 0 | 1 | SD-IV |  |  | Market
1284 | SDG&E | TERMEX_2_PL1X3 | 22981 | IV GEN1 STG | 21 | 0 | 1 | SD-IV |  |  | Market
1285 | SDG&E | TULEWD_1_TULWD1 | 22949 | BUE GEN 1_G4 | 0.69 | 0 | 1 | SD-IV |  | Aug NQC | Wind
1286 | SDG&E | TULEWD_1_TULWD1 | 22942 | BUE GEN 1_G1 | 0.69 | 0 |  | SD-IV |  | Not modeled Aug NQC | Wind
1287 | SDG&E | TULEWD_1_TULWD1 | 22945 | BUE GEN 1_G2 | 0.69 | 0 |  | SD-IV |  | Not modeled Aug NQC | Wind
1288 | SDG&E | TULEWD_1_TULWD1 | 22947 | BUE GEN 1_G3 | 0.69 | 0 |  | SD-IV |  | Not modeled Aug NQC | Wind
1289 | SDG&E | VLCNTR_6_VCEBT1 | 23627 | VC GEN1_GEN1 | 34.5 | 0 | 1 | SD-IV | San Diego |  | Battery
1290 | SDG&E | VLCNTR_6_VCEBT1 | 22991 | VC GEN1_GEN3 | 34.5 | 0 | 1 | SD-IV | San Diego |  | Battery
1291 | SDG&E | VLCNTR_6_VCEBT2 | 23628 | VC GEN1_GEN2 | 34.5 | 0 | 1 | SD-IV | San Diego |  | Battery
1292 | SDG&E | VLCNTR_6_VCSLR | 22870 | VALCNTR | 69 | 0 | 59 | SD-IV | San Diego | Aug NQC | Solar
1293 | SDG&E | VLCNTR_6_VCSLR1 | 22870 | VALCNTR | 69 | 0 | 28 | SD-IV | San Diego | Aug NQC | Solar
1294 | SDG&E | VLCNTR_6_VCSLR2 | 22870 | VALCNTR | 69 | 0 | 28 | SD-IV | San Diego | Aug NQC | Solar
1295 | SDG&E | VSTAES_6_VESBT1 | 23541 | ME GEN 1_BS1 | 0.64 | 0 | 1 | SD-IV | San Diego |  | Battery
1296 | SDG&E | VSTAES_6_VESBT1 | 23216 | ME GEN 1_BS2 | 0.48 | 0 | 1 | SD-IV | San Diego |  | Battery
1297 | SDG&E | WESCAN_2_BDSBT1 | 23421 | IV GEN4 G1 | 0.69 | 0 | 1 | SD-IV |  |  | Battery
1298 | SDG&E | WESCN2_2_BDSBT1 | 23425 | IV GEN6 G1 | 0.69 | 0 | 1 | SD-IV |  |  | Battery
1299 | SDG&E | WESCN2_2_BDSBT2 | 23584 | Q1531 G3 | 0.69 | 0 | 1 | SD-IV |  |  | Battery
1300 | SDG&E | WISTRA_2_WRSSR1 | 23287 | DW GEN5 G1 | 0.418 | 0 | 1 | SD-IV |  | Aug NQC | Solar
1301 | SDG&E | ZZ_CCRITA_7_RPPCHF | 22124 | CHCARITA | 138 | 2 | 1 | SD-IV | San Diego |  | Market
1302 | SDG&E | ZZ_LAKHDG_6_UNIT 1 | 22625 | LKHODG1 | 13.8 | 0 | 1 | SD-IV | San Diego | Mothballed | Market
1303 | SDG&E | ZZ_LAKHDG_6_UNIT 2 | 22626 | LKHODG2 | 13.8 | 0 | 2 | SD-IV | San Diego | Mothballed | Market
1304 | SDG&E | ZZ_LAROA1_2_UNITA1 | 20187 | LRP-U1 | 16 | 0 | 1 | SD-IV |  | Connect to CENACE/CFE grid for the summer – not available for ISO BAA RA purpose | Market
1305 | SDG&E | ZZ_SAMPSN_6_KELCO1 | 22700 | SAMPSON | 69 | 0 | 1 | SD-IV | San Diego |  | Market
1306 | SDG&E | ZZZ_CAMERN_6_BSPBT1 | 22104 | CAMERON | 69 | 0.5 | 79 | SD-IV | San Diego | No NQC - Pmax | Battery
1307 | SDG&E | ZZZ_CRELMN_6_AABBT1 | 22152 | CREELMAN | 69 | 0.5 | 77 | SD-IV | San Diego | No NQC - Pmax | Battery
1308 | SDG&E | ZZZ_GATEWY_2_GESBT1 | 23961 | OM GEN4_ES2 | 0.63 | 22 | 1 | SD-IV | San Diego | No NQC - Pmax | Battery
1309 | SDG&E | ZZZ_GRNITE_6_ESCBT1 | 22336 | GRANITE | 69 | 0 | 59 | SD-IV | San Diego | Energy Only | Battery
1310 | SDG&E | ZZZ_MURRAY_6_ESMBT2 | 22532 | MURRAY | 69 | 0 | 83 | SD-IV | San Diego | Energy Only | Battery
1311 | SDG&E | ZZZ_MURRAY_6_ESMBT3 | 22532 | MURRAY | 69 | 0 | 86 | SD-IV | San Diego | Energy Only | Battery
1312 | SDG&E | ZZZ_MURRAY_6_ESMBT5 | 22532 | MURRAY | 69 | 0 | 27 | SD-IV | San Diego | Energy Only | Battery
1313 | SDG&E | ZZZ_New Unit | 22901 | PALL_BESS | 0.69 | 0 | 1 | SD-IV | San Diego | Energy Only | Battery
1314 | SDG&E | ZZZ_New Unit | 23231 | Q1432_PV | 0.385 | 0 | 1 | SD-IV | San Diego | Energy Only | Solar
1315 | SDG&E | ZZZ_New Unit | 23253 | Q1432_ES | 0.48 | 17.4 | 1 | SD-IV | San Diego | No NQC - Pmax | Battery
1316 | SDG&E | ZZZ_New Unit | 23685 | Q1045_GEN | 0.55 | 50 | 1 | SD-IV | San Diego | No NQC - Pmax | Battery
1317 | SDG&E | ZZZ_New Unit | 23560 | Q1047_BESS | 0.55 | 50 | 1 | SD-IV | San Diego, El Cajon | No NQC - Pmax | Battery
1318 | SDG&E | ZZZ_New Unit | 22962 | Q1660_62_EQG | 0.72 | 51.9 | 1 | SD-IV |  | Aug NQC | Wind
1319 | SDG&E | ZZZ_New Unit | 23519 | Q1169_GEN2 | 0.66 | 69.6 | 1 | SD-IV | San Diego | No NQC - Pmax | Battery
1320 | SDG&E | ZZZ_New Unit | 22969 | Q1532_GEN | 34.5 | 90 | 1 | SD-IV |  | No NQC - Pmax | Hybrid
1321 | SDG&E | ZZZ_New Unit | 23841 | Q1657_GEN | 0.6 | 100 | 1 | SD-IV | San Diego | No NQC - Pmax | Battery
1322 | SDG&E | ZZZ_New Unit | 23959 | Q1673_ES1 | 0.6 | 300 | 1 | SD-IV | San Diego | No NQC - Pmax | Battery
1323 | SDG&E | ZZZ_New Unit | 22963 | Q1660_45_EQG | 0.72 | 51.9 | 2 | SD-IV |  | Aug NQC | Wind
1324 | SDG&E | ZZZ_New Unit | 23871 | Q1662_ES | 34.5 | 50 | 12 | SD-IV | San Diego, El Cajon | No NQC - Pmax | Battery
1325 | SDG&E | ZZZ_New Unit | 22004 | ALPINE | 69 | 0 | 48 | SD-IV | San Diego | Energy Only | Battery
1326 | SDG&E | ZZZ_New Unit | 22004 | ALPINE | 69 | 0 | 49 | SD-IV | San Diego | Energy Only | Battery
1327 | SDG&E | ZZZ_New Unit | 22448 | MESAHGTS | 69 | 3 | 62 | SD-IV | San Diego | No NQC - Pmax | Battery
1328 | SDG&E | ZZZ_New Unit | 22640 | PENDLETN | 69 | 0 | 64 | SD-IV | San Diego | Seeking TPD alocation | Battery
1329 | SDG&E | ZZZ_New Unit | 22640 | PENDLETN | 69 | 0 | 65 | SD-IV | San Diego | Seeking TPD alocation | Battery
1330 | SDG&E | ZZZ_New Unit | 22408 | LOSCOCHS | 69 | 0 | 72 | SD-IV | San Diego | Energy Only | Battery
1331 | SDG&E | ZZZ_New Unit | 22336 | GRANITE | 69 | 0 | 73 | SD-IV | San Diego | Energy Only | Battery
1332 | SDG&E | ZZZ_New Unit | 22336 | GRANITE | 69 | 0 | 90 | SD-IV | San Diego | Energy Only | Battery
1333 | SDG&E | ZZZ_OTAY_6_ECVBT1 | 22604 | OTAY | 69 | 3 | 90 | SD-IV | San Diego | No NQC - Pmax | Battery
1334 | SDG&E | ZZZ_OTAY_6_ECVBT2 | 22604 | OTAY | 69 | 3 | 91 | SD-IV | San Diego | No NQC - Pmax | Battery
1335 | SDG&E | ZZZ_SANTEE_1_SABBT1 | 22734 | SANTEE | 138 | 10 | 31 | SD-IV | San Diego | No NQC - Pmax | Battery
1336 | SDG&E | ZZZZ_New Unit | 23695 | Q1810_GEN1 | 0.645 | 0 | 1 | SD-IV | San Diego | Energy Only | Battery
1337 | SDG&E | ZZZZ_New Unit | 23696 | Q1810_GEN2 | 0.645 | 0 | 1 | SD-IV | San Diego | Energy Only | Battery
1338 | SDG&E | ZZZZ_New Unit | 22091 | Q1820_GEN | 0.6 | 0 | 1 | SD-IV | San Diego | Energy Only | Battery
1339 | SDG&E | ZZZZ_New Unit | 23718 | Q2205_ES | 0.66 | 0 | 1 | SD-IV | San Diego | Waiting TPD allocation | Battery
1340 | SDG&E | ZZZZ_New Unit | 23996 | Q2206_ES | 0.66 | 0 | 1 | SD-IV | San Diego | Waiting TPD allocation | Battery
1341 | SDG&E | ZZZZ_New Unit | 23713 | Q2208_ES | 0.66 | 0 | 1 | SD-IV | San Diego | Waiting TPD allocation | Battery
1342 | SDG&E | ZZZZ_New Unit | 23858 | Q2213_ES | 34.24 | 0 | 1 | SD-IV |  | Waiting TPD allocation | Battery
1343 | SDG&E | ZZZZ_New Unit | 23857 | Q2213_PV | 34.24 | 0 | 1 | SD-IV |  | Waiting TPD allocation | Solar
1344 | SDG&E | ZZZZ_New Unit | 23789 | Q2224_G | 0.72 | 0 | 1 | SD-IV |  | Waiting TPD allocation | Wind
1345 | SDG&E | ZZZZ_New Unit | 23899 | Q1665_ES1_GE | 0.63 | 24.72 | 1 | SD-IV |  | No NQC - est. data | Battery
1346 | SDG&E | ZZZZ_New Unit | 23905 | Q1665_ES2_GE | 0.63 | 24.72 | 1 | SD-IV |  | No NQC - est. data | Battery
1347 | SDG&E | ZZZZ_New Unit | 23912 | Q1665_ES3_GE | 0.63 | 24.72 | 1 | SD-IV |  | No NQC - est. data | Battery
1348 | SDG&E | ZZZZ_New Unit | 23954 | Q2173_GEN | 0.69 | 200 | 1 | SD-IV |  | No NQC - Pmax | Battery
1349 | SDG&E | ZZZZ_New Unit | 23042 | Q1806_GEN | 0.66 | 250 | 1 | SD-IV | San Diego | No NQC - Pmax | Battery
1350 | SDG&E | ZZZZ_New Unit | 23234 | Q1429 | 0.65 | 0 | 10 | SD-IV |  | Energy Only | Wind
1351 | SDG&E | ZZZZ_New Unit | 23557 | Q1048_BESS | 0.55 | 33 | C7 | SD-IV | San Diego | No NQC - Pmax | Battery
Note on D1: Singh, Abhishek: For New 2017 Resources-NQC mapping from gen interconnection was used. For old resources reliance is on individual area engineers to put the right bus numbers.